## BoQ1 (hidden)
Item Rate BoQ
BoQ_Ver3.0 | Item Rate | Normal | INR Only | INR
Select, Excess (+), Less (-) |  | Less (-)
Tender Inviting Authority: Executive Engineer, HP.PWD. Solan.
Name of Work: Construction of Model Career Centre at Jatoli in Distt Solan (H.P.) ( SH :- Site development, barricating, civil work, environmental component, WS & SI and electrical installation etc.)
Contract No: 01792223811
Name of the Bidder/ Bidding Firm / Company :
PRICE SCHEDULE (This BOQ template must not be modified/replaced by the bidder and the same should be uploaded after filling the relevent columns, else the bidder is liable to be rejected for this tender. Bidders are allowed to enter the Bidder Name and Values only )
NUMBER # | TEXT # | TEXT # | NUMBER # | TEXT # | NUMBER | NUMBER | TEXT | TEXT # | NUMBER # | TEXT# | TEXT # | NUMBER # | NUMBER | NUMBER | NUMBER | NUMBER | TEXT | TEXT | NUMBER | NUMBER | NUMBER | NUMBER | TEXT | TEXT | NUMBER | NUMBER | NUMBER | NUMBER | TEXT | TEXT | NUMBER | NUMBER | NUMBER | NUMBER | TEXT | TEXT | NUMBER | NUMBER | NUMBER | NUMBER | TEXT | TEXT | NUMBER | NUMBER | NUMBER # | NUMBER # | TEXT | TEXT | NUMBER # | NUMBER # | DATE | NUMBER # | NUMBER # | TEXT #
Sl. No. | Item Description | Item Code / Make | Quantity | Units | Estimated Rate in Rs. P |  |  | Addition / Deduction | Addition / Deduction Values | Currency Convertion against each Item | Quoted Currency in INR / Other Currency | BASIC RATE In Figures To be entered by the Bidder in Rs. P | Excise Duty | VAT | Freight Charges ( Unloading & Stacking) | Any Other Taxes/Duties/Levies |  |  | Other Taxes 2 | IIIrd Party i.e DGS&D / RITES etc Inspection Charges @0.34%+Service Tax | Less for Cenvat Credit,if any respect of Supplies Under full Excise Duty Category | [30 empty] | TOTAL AMOUNT Without Taxes in Rs. P | TOTAL AMOUNT With Taxes | TOTAL AMOUNT In Words
1 | 2 | 3 | 4 | 5 | 6 | 7 | 8 | 9 | 10 | 11 | 12 | 13 | 14 | 15 | 16 | 17 | 18 | 19 | 20 | 21 | 22 | 23 | 24 | 25 | 26 | 27 | 28 | 29 | 30 | 31 | 32 | 33 | 34 | 35 | 36 | 37 | 38 | 39 | 40 | 41 | 42 | 43 | 44 | 45 | 46 | 47 | 48 | 49 | 50 | 51 | 52 | 53 | 54 | 55
1 | Excavation in earth work by mechanical means (Hydraulic excavator)/ manual means in all heights and depths in all kinds of soils, including saturated soils comprising of pick work, jumper work and blasting work both in soft and hard rock, with chiselling and wedging out of rock;(where blasting is prohibited) and their intermediate classification of soils including ,dewatering wherever required, setting out to required lines, levels as shown on the drawing and as directed by the Engineer-in- Charge at site, according to the H.P.PWD. specification of 1990 volume-I and sorting out useful & unuseful materials and stacking the same in all leads and lifts and levelling of surplus excavated earth on approved dumping sites (to be arranged by the contractor including payment of prescribed dumping charges of Municipal Committee / Local body if levied any) through all modes of transportation including head load, animal load or mechanical means along with its levelling fine dressing and all labour, machineries, materials, tools equipments and safety measures and incidentals necessary to complete the work by mechanized means and labour (if any required) .All useful materials, such as stones, shingles, aggregate and slates shall be sorted along road side to the maximum possible extent in all leads and lifts through all modes of transportation and used / removed as per direction of Engineer in Charge. Any loss to the public and private property during the course of execution and disposal of serviceable and unserviceable materials shall be the absolute responsibility of the contractor and shall have to be duly compensated by him in all respects, including all incidental charges. | BI01010001010000000000000515BI0100001113 | 2089.76 | Per Cubic Meter | 180.95 |  |  | Excess(+) | 1 | Full Conversion | INR | [40 empty] | #VALUE! | #VALUE! | #VALUE! | 1.01 | Supplying, Conveying and fixing spls. Including eart | item1 | 123.223 | Nos
2 | Excavation in ordinary rock in foundation and trenches by mechanical means (Hydraulic excavator)/ manual means in all heights and depths, including saturated soils comprising of pick work, jumper work and blasting work both in soft and hard rock, with chiselling and wedging out of rock;(where blasting is prohibited) and their intermediate classification of soils including ,dewatering wherever required, setting out to required lines, levels as shown on the drawing and as directed by the Engineer-in- Charge at site, according to the H.P.PWD. specification of 1990 volume-I and sorting out useful & unuseful materials and stacking the same in all leads and lifts and levelling of surplus excavated earth on approved dumping sites (to be arranged by the contractor including payment of prescribed dumping charges of Municipal Committee / Local body if levied any) through all modes of transportation including head load, animal load or mechanical means along with its levelling fine dressing and all labour, machineries, materials, tools equipments and safety measures and incidentals necessary to complete the work by mechanized means and labour (if any required) .All useful materials, such as stones, shingles, aggregate and slates shall be sorted along road side to the maximum possible extent in all leads and lifts through all modes of transportation and used / removed as per direction of Engineer in Charge. Any loss to the public and private property during the course of execution and disposal of serviceable and unserviceable materials shall be the absolute responsibility of the contractor and shall have to be duly compensated by him in all respects, including all incidental charges. | BI01010001010000000000000515BI0100001114 | 95.16 | Per Cubic Meter | 290.15 |  |  | Excess(+) | 1 | Full Conversion | INR | [40 empty] | #VALUE! | #VALUE! | #VALUE! | 1.02 | Construction of chamber for 100mm sluice plates | item2 | 213 | Nos
3 | Excavation in soil by mechanical means (Hydraulic excavator)/ manual means in foundation trenches or drains, including dressing of sides and ramming of bottoms, lift upto any height, including getting out the excavated soil and disposal of surplus excavated soils as directed, within all lead and sorting out useful & unuseful materials and stacking the same on appropriate place and levelling of surplus excavated earth on approved dumping sites (to be arranged by the contractor including payment of prescribed dumping charges of Municipal Committee / Local body if levied any) through all modes of transportation including head load, animal load or mechanical means and incidentals necessary to complete the work by mechanized means and labour (if any required). All useful materials, such as stones, shingles, aggregate and slates shall be used / removed as per direction of Engineer in Charge. Any loss to the public and private property during the course of execution and disposal of serviceable and unserviceable materials shall be the absolute responsibility of the contractor and shall have to be duly compensated by him in all respects, including all incidental charges. | BI01010001010000000000000515BI0100001115 | 616.68 | Per Cubic Meter | 309.6 |  |  | Excess(+) | 1 | Full Conversion | INR | [40 empty] | #VALUE! | #VALUE! | #VALUE! | 2 | Construction of chamber for 100mm sluices valve | item3 | 10 | Nos
4 | Centering and shuttering including strutting, propping etc. and removal of form work including carriage of all labour equipment and material to various location through all modes of transportation in all lead, lift, other incidental charges and as per direction of engineer in charge. | BI01010001010000000000000515BI0100001116 | [52 empty] | 3 | Supplying, Conveying and fixing spls. Including ea | item4 | 10 | Nos
4.1 | Foundation, footings, bases of columns etc. for mass concrete. | BI01010001010000000000000515BI0100001117 | 193.74 | Per Sqm. | 224.55 |  |  | Excess(+) | 1 | Full Conversion | INR | [40 empty] | #VALUE! | #VALUE! | #VALUE! | 1.01 | Supplying, Conveying and fixing spls. Including eart | item1 | 123.223 | Nos
4.2 | Suspended floors, roofs, landings, balconies and access platform. | BI01010001010000000000000515BI0100001118 | 626.07 | Per Sqm. | 465.8 |  |  | Excess(+) | 1 | Full Conversion | INR | [40 empty] | #VALUE! | #VALUE! | #VALUE! | 1.02 | Construction of chamber for 100mm sluice plates | item2 | 213 | Nos
4.3 | Suspended floors, roofs, landings, balconies and access platform. | BI01010001010000000000000515BI0100001119 | 29 | Per Sqm. | 491.8 |  |  | Excess(+) | 1 | Full Conversion | INR | [40 empty] | #VALUE! | #VALUE! | #VALUE! | 2 | Construction of chamber for 100mm sluices valve | item3 | 10 | Nos
4.4 | Wall (any thickness) including attached pilasters, buttresses, plinth and string courses etc. | BI01010001010000000000000515BI0100001120 | 875.91 | Per Sqm. | 434.65 |  |  | Excess(+) | 1 | Full Conversion | INR | [40 empty] | #VALUE! | #VALUE! | #VALUE! | 3 | Supplying, Conveying and fixing spls. Including ea | item4 | 10 | Nos
4.5 | Lintels, beams, plinth beams, girders, bressumers and cantilevers. | BI01010001010000000000000515BI0100001121 | 327.9 | Per Sqm. | 402.9 |  |  | Excess(+) | 1 | Full Conversion | INR | [40 empty] | #VALUE! | #VALUE! | #VALUE! | 1.01 | Supplying, Conveying and fixing spls. Including eart | item1 | 123.223 | Nos
4.6 | Columns, Pillars, Piers, Abutments, Posts and Struts. | BI01010001010000000000000515BI0100001122 | 539.62 | Per Sqm. | 535.2 |  |  | Excess(+) | 1 | Full Conversion | INR | [40 empty] | #VALUE! | #VALUE! | #VALUE! | 1.02 | Construction of chamber for 100mm sluice plates | item2 | 213 | Nos
4.7 | Stairs, (excluding landings) except spiral-staircases. | BI01010001010000000000000515BI0100001123 | 70.41 | Per Sqm. | 473.9 |  |  | Excess(+) | 1 | Full Conversion | INR | [40 empty] | #VALUE! | #VALUE! | #VALUE! | 2 | Construction of chamber for 100mm sluices valve | item3 | 10 | Nos
4.8 | Edges of slabs and breaks in floors and walls under 20 cm wide. | BI01010001010000000000000515BI0100001125 | 297.12 | Per Rmt. | 138.6 |  |  | Excess(+) | 1 | Full Conversion | INR | [40 empty] | #VALUE! | #VALUE! | #VALUE! | 1.01 | Supplying, Conveying and fixing spls. Including eart | item1 | 123.223 | Nos
5 | Providing and laying cement concrete 1:5:10 ( one cement : five sand : ten graded stone aggregate 40mm.(Forty millimetre) mechanically mixed, vibrated and curing complete excluding the cost of form work in foundation and plinth as per direction of Engineer-in-Charge including carriage of materials with in all lead, lift and other incidentals. | BI01010001010000000000000515BI0100001126 | 108.9 | Per Cubic Metre | 4312.5 |  |  | Excess(+) | 1 | Full Conversion | INR | [40 empty] | #VALUE! | #VALUE! | #VALUE! | 1.02 | Construction of chamber for 100mm sluice plates | item2 | 213 | Nos
6 | Providing and laying cement concrete 1:4:8 (one cement isto four sand isto eight graded stone aggregate 20mm (twenty millimeters) nominal size) mechanically mixed, vibrated and curing complete excluding cost of centring and shuttering in Foundations and plinth, as per HP.PWD. specification 1990 (One thousand Nine hundred Ninety) Volume-1 (One),including carriage of all labour equipment and material to various location through all modes of transportation in all lead, lift, other incidental charges and as per direction of engineer in charge. | BI01010001010000000000000515BI0100001127 | 24.34 | Per Cubic Meter | 4591.35 |  |  | Excess(+) | 1 | Full Conversion | INR | [40 empty] | #VALUE! | #VALUE! | #VALUE! | 2 | Construction of chamber for 100mm sluices valve | item3 | 10 | Nos
7 | Providing and laying cement concrete in 1:3:6 (1 cement : 3 coarse sand) : 6 graded stone aggregate 20 mm nominal size) in retaining walls, return walls, walls (any thickness) including attached pilasters, columns, piers, abutments, pillars, posts, struts, buttresses, string or lacing courses, parapets, coping, bed blocks, anchor blocks, plain window sills, fillets, sunken floor etc., up to all floor level, excluding the cost of centering, shuttering and finishing as per direction of Engineer-in-Charge including carriage of materials with in all lead, lift and other incidentals. | BI01010001010000000000000515BI0100001128 | 774.33 | Per Cubic Meter | 4983.4 |  |  | Excess(+) | 1 | Full Conversion | INR | [40 empty] | #VALUE! | #VALUE! | #VALUE!
8 | Providing and laying in position specified grade of reinforced cement concrete, RCC 1:2:4 (1 cement : 2 coarse sand : 4 graded stone aggregate 20 mm nominal size) mechanically mixed, vibrated and curing complete excluding the cost of centering, shuttering, finishing and reinforcement in all work up to plinth level including carriage of all labour, equipment and material to various location through all modes of transportation in all lead, lift, other incidental charges and as per direction of engineer in charge. | BI01010001010000000000000515BI0100001129 | 8.93 | Per Cubic Meter | 5731.45 |  |  | Excess(+) | 1 | Full Conversion | INR | [40 empty] | #VALUE! | #VALUE! | #VALUE!
9 | Reinforced cement concrete work in beams, suspended floors, roofs having slope up to 15° landings, balconies, shelves, chajjas, lintels, bands, plain window sills, staircases and spiral stair cases above plinth level up to floor five level, excluding the cost of centering, shuttering, finishing and reinforcement with 1:1.5:3 (1cement : 1.5 coarse sand : 3 graded stone aggregate20 mm nominal size) mechanically mixed, vibrated and curing complete excluding cost of centring and shuttering as per HP.PWD. specification 1990 (One thousand Nine hundred Ninety) Volume-1 (One),including carriage of all labour equipment and material to various location through all modes of transportation in all lead, lift, other incidental charges and as per direction of engineer in charge. | BI01010001010000000000000515BI0100001130 | 64.45 | Per Cubic Meter | 6187.95 |  |  | Excess(+) | 1 | Full Conversion | INR | [40 empty] | #VALUE! | #VALUE! | #VALUE!
10 | Providing and laying in position machine batched and machine mixed design mix M-25 grade cement concrete for reinforced cement concrete work, using cement content as per approved design mix, including pumping of concrete to site of laying but excluding the cost of centering, shuttering, finishing and reinforcement, including admixtures in recommended proportions as per IS:9103 to accelerate, retard setting of concrete, improve workability without impairing strength and durability, including carriage of all labour equipment and material to various location through all modes of transportation in all lead, lift, other incidental charges and as per direction of engineer in charge. | BI01010001010000000000000515BI0100001131
10.1 | All work upto Plinth Level. | BI01010001010000000000000515BI0100001132 | 114.28 | Per Cubic Meter | 6841.05 |  |  | Excess(+) | 1 | Full Conversion | INR | [40 empty] | #VALUE! | #VALUE! | #VALUE!
10.2 | All work above plinth level upto floor V level | BI01010001010000000000000515BI0100001133 | 220.8 | Per Cubic Meter | 7462.05 |  |  | Excess(+) | 1 | Full Conversion | INR | [40 empty] | #VALUE! | #VALUE! | #VALUE!
11 | Steel reinforement for R.C.C. work including straightening, cutting, bending, placing in position and binding upto plinth level ncluding carriage of all labour equipment and material to various location through all modes of transportation in all lead, lift, other incidental charges and as per direction of engineer in charge. | BI01010001010000000000000515BI0100001134 | 2229.46 | Per Kg. | 88.35 |  |  | Excess(+) | 1 | Full Conversion | INR | [40 empty] | #VALUE! | #VALUE! | #VALUE!
12 | Steel reinforement of SAIL, TISCO, Shayam steel or its equivalent make for R.C.C. work including straightening, cutting, bending, placing in position and binding all complete upto all levels ,including carriage of all labour equipment and material to various location through all modes of transportation in all lead, lift, other incidental charges and as per direction of engineer in charge. | BI01010001010000000000000515BI0100001135 | 53132.42 | Per Kg. | 81.3 |  |  | Excess(+) | 1 | Full Conversion | INR | [40 empty] | #VALUE! | #VALUE! | #VALUE!
13 | Providing and laying damp proof course 40mm thick with cement concrete 1:2:4 (1 cement:2 sand:4 stone aggregate 12.5mm nominal size) and curing complete including carriage of all labour equipment and material to various location through all modes of transportation in all lead, lift, other incidental charges and as per direction of engineer in charge. | BI01010001010000000000000515BI0100001136 | 23.53 | Per Sqm. | 351.5 |  |  | Excess(+) | 1 | Full Conversion | INR | [40 empty] | #VALUE! | #VALUE! | #VALUE!
14 | Providing and applying a coat of residual petroleum bitument of grade of VG-10 of approved quality using 1.7kg. Per square metre on damp proof courase after cleaning the surface with brushes and finally with apiece of cloth lightly coaked in kerosene oil including carriage of materials in all lead and lift. | BI01010001010000000000000515BI0100001137 | 23.53 | Per Sqm. | 145.4 |  |  | Excess(+) | 1 | Full Conversion | INR | [40 empty] | #VALUE! | #VALUE! | #VALUE!
15 | Providing under layer for plinth protection of 75mm thick surface free from mortar drop, dust, loose materials and other foreign matters sand papering smooth including carriage of all labour equipment and material to various location through all modes of transportation in all lead, lift, other incidental charges and as per direction of engineer in charge. | BI01010001010000000000000515BI0100001138 | 28.45 | Per Sqm. | 249.25 |  |  | Excess(+) | 1 | Full Conversion | INR | [40 empty] | #VALUE! | #VALUE! | #VALUE!
16 | Making plinth protection 50mm thick of cement concrete 1:3:6 (1cement : 3 coarse sand (zone-III) : 6 graded stone aggregate 20mm nominal size) over 75mm thick bed of dry brick ballast 40mm nominal size, well rammed and consolidated and grouted with fine sand, including necessary excavation, levelling & dressing & finishing the top smoothincluding carriage of all labour equipment and material to various location through all modes of transportation in all lead, lift, other incidental charges and as per direction of engineer in charge. | BI01010001010000000000000515BI0100001139 | 28.45 | Per Sqm. | 499 |  |  | Excess(+) | 1 | Full Conversion | INR | [40 empty] | #VALUE! | #VALUE! | #VALUE!
17 | Filling in plinth with course sand under floor including, watering, ramming, consolidating and dressing complete as per HP.PWD specification 1990 (One thousand Nine hundred Ninety) Volume-I,including carriage of all labour equipment and material to various location through all modes of transportation in all lead, lift, other incidental charges and as per direction of engineer in charge. | BI01010001010000000000000515BI0100001140 | 13.99 | Per Cubic Meter | 1370.5 |  |  | Excess(+) | 1 | Full Conversion | INR | [40 empty] | #VALUE! | #VALUE! | #VALUE!
18 | Boulder filling dry hand packed tightly as per instructions of Engineer-in-Charge at site and including carriage of all labour equipments and materials to various location through all modes of transportation in all lead and lift, including all incidental charges. | BI01010001010000000000000515BI0100001141 | 265.73 | Per cubic meter. | 955.95 |  |  | Excess(+) | 1 | Full Conversion | INR | [40 empty] | #VALUE! | #VALUE! | #VALUE!
19 | Brick work with common burnt clay F.P.S. (non modular) bricks of class designation 7.5 in Cement Mortar 1:6 (1 cement : 6 coarse sand ) in superstructure avobe plinth level up to floor V level in all shapes and sizes ,including carriage of all labour equipment and material to various location through all modes of transportation in all lead, lift, other incidental charges and as per direction of engineer in charge in:- | BI01010001010000000000000515BI0100001142 | 197.06 | Per Cubic Meter | 6616.3 |  |  | Excess(+) | 1 | Full Conversion | INR | [40 empty] | #VALUE! | #VALUE! | #VALUE!
20 | Half brick masonry with common burnt clay F.P.S. (non modular) bricks of class designation 7.5 in Cement mortar 1:3 (1 cement : 3 coarse sand) in superstructure above plinth level to up to all floor level,including carriage of all labour equipment and material to various location through all modes of transportation in all lead, lift, other incidental charges and as per direction of engineer in charge. | BI01010001010000000000000515BI0100001143 | 217.83 | Per Sqm. | 827.95 |  |  | Excess(+) | 1 | Full Conversion | INR | [40 empty] | #VALUE! | #VALUE! | #VALUE!
21 | Providing and fixing 35 mm thick factory made laminated veneer lumber door shutter conforming to IS : 14616and TADS 15:2001 (Part B), fixing with butt hinges of required size with necessary screws, all complete as per directions of Engineer- in-charge and paneling with panels of : 12 mm thick one side Pre-laminated particle board (decorative lamination on one side and other sides balancing lamination) grade -1, medium density flat pressed, three layer particle board PT - I or graded wood particle board FPT-1 conforming to IS : 3087 bonded with BWP type synthetic resin adhesive as per IS : 848 and pre-laminated conforming to IS : 12823, Grade -1, Type II marked including carriage of all labour equipment and material to various location through all modes of transportation in all lead, lift, other incidental charges and as per direction of engineer in charge. | BI01010001010000000000000515BI0100001144 | 66.56 | Per Sqm. | 2870.3 |  |  | Excess(+) | 1 | Full Conversion | INR | [40 empty] | #VALUE! | #VALUE! | #VALUE!
22 | Providing and fixing aluminium work for doors, windows, ventilators and partitions with extruded built up standard tubular sections/ appropriate Z sections and other sections of approved make conforming to IS: 733 and IS: 1285, fixing with dash fasteners of required dia and size, including necessary filling up the gaps at junctions, i.e. at top, bottom and sides with required EPDM rubber/ neoprene gasket etc. Aluminium sections shall be smooth, rust free, straight, mitred and jointed mechanically wherever required including cleat angle, Aluminium snap beading for glazing / paneling, C.P. brass / stainless steel screws, all complete as per architectural drawings. (Glazing, paneling and dash fasteners to bepaid for separately) including carriage of all labour equipment and material to various location through all modes of transportation in all lead, lift, other incidental charges and as per direction of engineer in charge. | BI01010001010000000000000515BI0100001145
22.1 | For doors windows and ventilatiors and glazed partitions frames with powder coated aluminium (minimum thickness of powder coating 50 micron) | BI01010001010000000000000515BI0100001146 | 1986.93 | Per kg | 373.6 |  |  | Excess(+) | 1 | Full Conversion | INR | [40 empty] | #VALUE! | #VALUE! | #VALUE!
22.2 | For shutters of doors, windows & ventilators including providing and fixing hinges/ pivots and making provision for fixing of fittings wherever required including the cost of EPDM rubber / neoprene gasket required (Fittings shall be paid for separately) and Powder coated aluminium (minimum thickness of powder coating 50 micron) | BI01010001010000000000000515BI0100001147 | 1047.39 | Per kg | 456.4 |  |  | Excess(+) | 1 | Full Conversion | INR | [40 empty] | #VALUE! | #VALUE! | #VALUE!
23 | Providing and fixing glazing with float glass panes of 5 mm thickness (weight not less than 12.50 kg/ sqm) in aluminium door, window, ventilator shutters and partitions etc. with EPDM rubber / neoprene gasket etc. complete as per the architectural drawings and the directions of engineer-in-charge . (Cost of aluminium snap beading shall be paid in basic item) including carriage of all labour equipment and material to various location through all modes of transportation in all lead, lift, other incidental charges and as per direction of engineer in charge. | BI01010001010000000000000515BI0100001148 | 397.68 | Per Sqm. | 1178.9 |  |  | Excess(+) | 1 | Full Conversion | INR | [40 empty] | #VALUE! | #VALUE! | #VALUE!
24 | Providing and fixing stainless steel wire mesh in alumininum door window ventilator shutter and portion etc with PVC/Niperent Gasket etc complete as per the Arch Drgs. including carriage of all labour equipment and material to various location through all modes of transportation in all lead, lift, other incidental charges and as per direction of engineer in charge. | BI01010001010000000000000515BI0100001149 | 82.44 | Per Sqm. | 832.15 |  |  | Excess(+) | 1 | Full Conversion | INR | [40 empty] | #VALUE! | #VALUE! | #VALUE!
25 | Providing and fixing 19mm thick ( ninteen milimetre) made of action teasa thick terramite resistant water proof commercial board box including shelves and shutters, the back side of cupboard/cabinet of 8mm(Eight milimetre) thick ply and cut portions of shelves shall be finished with 6mm six milimetres) hard board edging. The cut portion of shutters from all the sides shall be finished with 12 mm thick hard wood edging. the shutters from out side shall be finished with 1mm thick laminated of approved shade includng piano hinges and magnetic catcher with all ascessories as per detail architectural drawing including carriage of all labour equipment and material to various location through all modes of transportation in all lead, lift, other incidental charges and as per direction of engineer in charge. | BI01010001010000000000000515BI0100001150 | 21.6 | Per Sqm. | 6464.9 |  |  | Excess(+) | 1 | Full Conversion | INR | [40 empty] | #VALUE! | #VALUE! | #VALUE!
26 | Providing and fixing aluminium tower bolts, ISI marked anodised (anodic coating not less than grade AC 10 as per IS: 1868) transparent or dyed to required colour or shade, with necessary screws etc. Complete including carriage of all labour equipment and material to various location through all modes of transportation in all lead, lift, other incidental charges and as per direction of engineer in charge. | BI01010001010000000000000515BI0100001151
26.1 | 250x10mm | BI01010001010000000000000515BI0100001152 | 28 | Each | 99.7 |  |  | Excess(+) | 1 | Full Conversion | INR | [40 empty] | #VALUE! | #VALUE! | #VALUE!
26.2 | 150x10mm | BI01010001010000000000000515BI0100001153 | 282 | Each | 69.3 |  |  | Excess(+) | 1 | Full Conversion | INR | [40 empty] | #VALUE! | #VALUE! | #VALUE!
27 | Providing and fixing bright finished brass hanging type floor door stopper with necessary screws, etc. complete. Twin rubber stopper including carriage of all labour equipment and material to various location through all modes of transportation in all lead, lift, other incidental charges and as per direction of engineer in charge. | BI01010001010000000000000515BI0100001154 | 18 | Each | 34.25 |  |  | Excess(+) | 1 | Full Conversion | INR | [40 empty] | #VALUE! | #VALUE! | #VALUE!
28 | Providing and fixing aluminium sliding door bolts, ISI marked anodised (anodic coating not less than grade AC 10 as per IS: 1868). Transparent or dyed to required colour or shade, with nuts and screws etc. Complete including carriage of all labour equipment and material to various location through all modes of transportation in all lead, lift, other incidental charges and as per direction of engineer in charge. | BI01010001010000000000000515BI0100001155
28.1 | 300x16mm | BI01010001010000000000000515BI0100001156 | 2 | Each | 256.5 |  |  | Excess(+) | 1 | Full Conversion | INR | [40 empty] | #VALUE! | #VALUE! | #VALUE!
28.2 | 250x16mm | BI01010001010000000000000515BI0100001157 | 27 | Each | 216.15 |  |  | Excess(+) | 1 | Full Conversion | INR | [40 empty] | #VALUE! | #VALUE! | #VALUE!
29 | P/F 65x35 mm special quality chromium plated brass cup board lock with six leaves including necessary screws etc. Complete including carriage of all labour equipment and material to various location through all modes of transportation in all lead, lift, other incidental charges and as per direction of engineer in charge. | BI01010001010000000000000515BI0100001158 | 35 | Each | 251.75 |  |  | Excess(+) | 1 | Full Conversion | INR | [40 empty] | #VALUE! | #VALUE! | #VALUE!
30 | Providing and fixing aluminium handles, ISI marked anodised (anodic coating not less than grade AC 10 as per IS: 1868) transparent or dyed to required colour or shade, with necessary screws etc. Complete including carriage of all labour equipment and material to various location through all modes of transportation in all lead, lift, other incidental charges and as per direction of engineer in charge. | BI01010001010000000000000515BI0100001159
30.1 | 125mm | BI01010001010000000000000515BI0100001160 | 56 | Each | 57.8 |  |  | Excess(+) | 1 | Full Conversion | INR | [40 empty] | #VALUE! | #VALUE! | #VALUE!
30.2 | 100mm | BI01010001010000000000000515BI0100001161 | 358 | Each | 51 |  |  | Excess(+) | 1 | Full Conversion | INR | [40 empty] | #VALUE! | #VALUE! | #VALUE!
31 | Provinding and fixing Magnetic cathcher (M-15) with neccesary screws etc complete as per HP PWD specs 1990 Volume-I including carriage of all labour equipment and material to various location through all modes of transportation in all lead, lift, other incidental charges and as per direction of engineer in charge. | BI01010001010000000000000515BI0100001162 | 30 | Each | 53.8 |  |  | Excess(+) | 1 | Full Conversion | INR | [40 empty] | #VALUE! | #VALUE! | #VALUE!
32 | Providing and fixing aluminium die cast body tubular type universal hydraulic door closer (having brand logo with ISI, IS : 3564, embossed on the body, door weight upto 35 kg and door width upto 700 mm), with necessary accessories and screws etc. complete including carriage of all labour equipment and material to various location through all modes of transportation in all lead, lift, other incidental charges and as per direction of engineer in charge. | BI01010001010000000000000515BI0100001163 | 5 | Each | 841.45 |  |  | Excess(+) | 1 | Full Conversion | INR | [40 empty] | #VALUE! | #VALUE! | #VALUE!
33 | Providing and fixing 115mm bright finished brass hasp and staple (safety type) with necessary screws etc. complete including carriage of all labour equipment and material to various location through all modes of transportation in all lead, lift, other incidental charges and as per direction of engineer in charge. | BI01010001010000000000000515BI0100001164 | 100 | Each | 89 |  |  | Excess(+) | 1 | Full Conversion | INR | [40 empty] | #VALUE! | #VALUE! | #VALUE!
34 | Providing and fixing nickel plated M.S. pipe curtain rods with nickel plated brackets : Fixed to steel windows by welding ,including carriage of all labour equipment and material to various location through all modes of transportation in all lead, lift, other incidental charges and as per direction of engineer in charge. | BI01010001010000000000000515BI0100001165 | 45 | RMT | 131.4 |  |  | Excess(+) | 1 | Full Conversion | INR | [40 empty] | #VALUE! | #VALUE! | #VALUE!
35 | Providing and fixing angle iron cupboard frames manufactured from M.S. Angle iron section 25x25x5mm thickness including hinges jamb, lock jamb, beed and if required anlgle thrashold of mild steel angle 25x25mm welded or rigidly fixed by mechanical means, lugs with split end tails to each jamb including steel butt hinges 2.5mm thick with provision for locking arrangement and shock observer as specified and applying a coat of approved steel primer after preteatment of the surface as directed by Engineer-in-charge including carriage of all labour, equipment and material to various location through all modes of transportation in all lead, lift and other incidental charges. | BI01010001010000000000000515BI0100001166 | 182.5 | Per Rmt. | 162.3 |  |  | Excess(+) | 1 | Full Conversion | INR | [40 empty] | #VALUE! | #VALUE! | #VALUE!
36 | Providing and laying 40mm average thick red sand stone slab flooring on 20mm average thick base of cement mortar 1:4 (1 cement : 4 sand) laid over and jointed with grey cement slurry mixed with pigment to match the shade of the slab i/c rubbing and granite polish finish complete including carriage of all labour, equipment and material to various location through all modes of transportation in all lead, lift, other incidental charges and as per direction of engineer in charge. | BI01010001010000000000000515BI0100001167 | 16.08 | Per Sqm. | 2336.6 |  |  | Excess(+) | 1 | Full Conversion | INR | [40 empty] | #VALUE! | #VALUE! | #VALUE!
37 | Providing and laying 6 mm thick white glazed tiles in skirting risers of steps and dado 12 mm thick cement mortar 1:3 (1 cement :3 sand) and jointed with cement slurry including carriage of all labour, equipment and material to various location through all modes of transportation in all lead, lift, other incidental charges and as per direction of engineer in charge. | BI01010001010000000000000515BI0100001168 | 203.1 | Per Sqm. | 1350 |  |  | Excess(+) | 1 | Full Conversion | INR | [40 empty] | #VALUE! | #VALUE! | #VALUE!
38 | Providing and laying 25mm thick Kota stone slab flooring over 20 mm (average) thick base laid over and jointed with grey cement slurry mixed with pigment to match the shade of the slab, including rubbing and polishing complete with base of cement mortar 1 : 4 (1 cement : 4 coarse sand) including carriage of all labour, equipment and material to various location through all modes of transportation in all lead, lift, other incidental charges and as per direction of engineer in charge. | BI01010001010000000000000515BI0100001169 | 248.83 | Per Sqm. | 1471.25 |  |  | Excess(+) | 1 | Full Conversion | INR | [40 empty] | #VALUE! | #VALUE! | #VALUE!
39 | Providing and laying tactile tile (for vision impaired persons as per standards) of size 300x300x9.8mm having with water absorption less than 0.5% and conforming to IS:15622 of approved make in all colours and shades in for outdoor floors such as footpath, court yard, multi modals location etc., laid on 20mm thick base of cement mortar 1:4 (1 cement : 4 coarse sand) in all shapes & patterns including grouting the joints with white cement mixed with matching pigments etc. complete including carriage of all labour, equipment and material to various location through all modes of transportation in all lead, lift, other incidental charges and as per direction of engineer in charge. | BI01010001010000000000000515BI0100001170 | 27 | Per Sqm. | 1806.8 |  |  | Excess(+) | 1 | Full Conversion | INR | [40 empty] | #VALUE! | #VALUE! | #VALUE!
40 | Providing and laying 600x600mm Vitrified tiles in different sizes (thickness to be specified by manufacturer), with water absorption less than 0.08 % and conforming to I.S. 15622, of approved make, in all colours & shade, in skirting, riser of steps, over 12 mm thick bed of cement mortar 1:3 (1 cement: 3 coarse sand), jointing with grey cement slurry @ 3.3 kg/ sqm including grouting the joint with white cement & matching pigments etc. complete including carriage of all labour, equipment and material to various location through all modes of transportation in all lead, lift, other incidental charges and as per direction of engineer in charge. | BI01010001010000000000000515BI0100001171 | 306.86 | Per Sqm. | 1373.6 |  |  | Excess(+) | 1 | Full Conversion | INR | [40 empty] | #VALUE! | #VALUE! | #VALUE!
41 | Providing and laying Marble stone flooring with 18 mm thick Udaipur green marble, as per sample of marble approved by Engineer-in-charge, over 20 mm (average) thick base of cement mortar 1:4 (1 cement : 4 coarse sand) laid and jointed with grey cement slurry, including rubbing and polishing complete including carriage of all labour, equipment and material to various location through all modes of transportation in all lead, lift, other incidental charges and as per direction of engineer in charge. | BI01010001010000000000000515BI0100001172 | 12.06 | Per Sqm. | 1719.05 |  |  | Excess(+) | 1 | Full Conversion | INR | [40 empty] | #VALUE! | #VALUE! | #VALUE!
42 | finished nosing to treads of steps of marble stone including carriage of all labour, equipment and material to various location through all modes of transportation in all lead, lift, other incidental charges and as per direction of engineer in charge. | BI01010001010000000000000515BI0100001173 | 106.55 | RMT | 336.9 |  |  | Excess(+) | 1 | Full Conversion | INR | [40 empty] | #VALUE! | #VALUE! | #VALUE!
43 | Providing and laying 15 mm Thick full body vitrified tile 450 x 450 mm exterior grade shade and colour in flooring,treads of steps and landings laid over 8 mm thick cement mortar1:3 (1 cement : 3 sand) jointedwith cement slurry mixed withpigment to match the shade of tiles as required complete including carriage of all labour, equipment and material to various location through all modes of transportation in all lead, lift, other incidental charges and as per direction of engineer in charge. | BI01010001010000000000000515BI0100001174 | 29.67 | Per Sqm. | 1853.6 |  |  | Excess(+) | 1 | Full Conversion | INR | [40 empty] | #VALUE! | #VALUE! | #VALUE!
44 | Providing and fixing Ist quality ceramic glazed wall tiles conforming to IS: 15622 (thickness to be specified by the manufacturer), of approved make, in all colours, shades except burgundy, bottle green, black of any size as approved by Engineer-in-Charge, in skirting, risers of steps and dados, over 12 mm thick bed of cement mortar 1:3 (1 cement : 3 coarse sand) and jointing with grey cement slurry @ 3.3kg per sqm, including pointing in white cement mixed with pigment of matching shade complete including carriage of all labour, equipment and material to various location through all modes of transportation in all lead, lift, other incidental charges and as per direction of engineer in charge. | BI01010001010000000000000515BI0100001175 | 61.24 | Per Sqm. | 831.95 |  |  | Excess(+) | 1 | Full Conversion | INR | [40 empty] | #VALUE! | #VALUE! | #VALUE!
45 | Providing and laying 40 mm thick Cement concrete flooring 1:2:4 (1 cement : 2 coarse sand : 4 graded stone aggregate with 20 mm nominal size stone aggregate ) finished with a floating coat of neat cement including cement slurry and curing complete but excluding the cost of nosing of steps etc. complete including carriage of all labour, equipment and material to various location through all modes of transportation in all lead, lift, other incidental charges and as per direction of engineer in charge. | BI01010001010000000000000515BI0100001176 | 60.77 | Per Sqm. | 381.65 |  |  | Excess(+) | 1 | Full Conversion | INR | [40 empty] | #VALUE! | #VALUE! | #VALUE!
46 | Providing and fixing 0.60mm ( Zero point sixty millimeter) thick pre-painted steel sheet of TATA/ /DUROSHINE in roofing with hot dipped metallic zinc coated sheet with top coat of regular modified polyster (RNP) organic coating of 20 ( Twenty ) micron over 5 ( Five ) miocrons primer coating to back coat of polyster of 5 ( Five ) microns over 5 ( Five) microns primer coating including fixing with pre-painted iron J or L hooks, bolts and nuts , 6mm diametre with prepainted limpet and rubber washers complete with all accessories as required including carriage of all labour, equipment and material to various location through all modes of transportation in all lead, lift, other incidental charges and as per direction of engineer in charge. | BI01010001010000000000000515BI0100001177 | 270.26 | Per Sqm. | 1279.55 |  |  | Excess(+) | 1 | Full Conversion | INR | [40 empty] | #VALUE! | #VALUE! | #VALUE!
47 | Providing and fixing ridges or hips 90cm. (Ninety centimetres) overall with 0.60mm (Zero point sixty millimeter) thick prepainted steel sheets TATA/ /DUROSHINE in roofing with hot dipped metallic zinc coated sheets with top coat of regular modified polyester organic coating of 20( Twenty ) microns over 5 ( Five ) micron primer coating + back coat of polyster of 5 ( Five) microns over 5 micro primer coating including fixing with prepainted iron, J or L hooks bolts and nuts ,6mm(Six milimetre) diametre and prepainted G.I limpet and bitumen washer complete with all accessories as required including carriage of all labour, equipment and material to various location through all modes of transportation in all lead, lift, other incidental charges and as per direction of engineer in charge. | BI01010001010000000000000515BI0100001178 | 16.25 | Per Rmt. | 711.3 |  |  | Excess(+) | 1 | Full Conversion | INR | [40 empty] | #VALUE! | #VALUE! | #VALUE!
48 | Providing and fixing 15 cm wide, 45 cm overall semicircular plain G.S. sheet gutter 0.80mm thick with zinc coating not less than 275 cm/m2 with iron brackets 40x3mm size, bolts, nuts and washers etc., including making necessary connections with rain water pipes complete including carriage of all labour, equipment and material to various location through all modes of transportation in all lead, lift, other incidental charges and as per direction of engineer in charge. | BI01010001010000000000000515BI0100001179 | 50.25 | Per Rmt. | 560.25 |  |  | Excess(+) | 1 | Full Conversion | INR | [40 empty] | #VALUE! | #VALUE! | #VALUE!
49 | Providing and fixing flushing 1.00 mm thick with zinc coating not less than 275 gm/m² of 40 cm overall width plain G.S. sheet fixed with polymer coated J or L hooks, bolts and nuts, G.l. limpet and bitumen washer complete, bent to shape and fixed in wall with cement mortar 1:3 (1cement : 3 coarse sand) including carriage of all labour, equipment and material to various location through all modes of transportation in all lead, lift, other incidental charges and as per direction of engineer in charge. | BI01010001010000000000000515BI0100001180 | 50.25 | Per Rmt. | 568.8 |  |  | Excess(+) | 1 | Full Conversion | INR | [40 empty] | #VALUE! | #VALUE! | #VALUE!
50 | Providing valleys of 90 cm wide overall in plain G.S. Sheet 1.60 mm thick with zinc coating not less than 350 gm/m², fixed with polymer coated J, or L hooks, bolts and nuts 8 mm dia G.I. limpet and bitumen washers complete including carriage of all labour, equipment and material to various location through all modes of transportation in all lead, lift, other incidental charges and as per direction of engineer in charge. | BI01010001010000000000000515BI0100001181 | 30.15 | Per Rmt. | 1100 |  |  | Excess(+) | 1 | Full Conversion | INR | [40 empty] | #VALUE! | #VALUE! | #VALUE!
51 | Providing and fixing M.S B.P sheet 1.66 mm to 2mm ( One point sixty six millimeter to two millimeter) thick in eaves board/facia/soffits/ceiling including cutting , fixing and welding to steel roof members and applying a coat of red lead primer complete as per the direction of the Engineer-in-Charge (base member of steel work shall be measured and paid for separately) including carriage of all labour, equipment and material to various location through all modes of transportation in all lead, lift, other incidental charges and as per direction of engineer in charge. | BI01010001010000000000000515BI0100001182 | 9 | Per Sqm. | 1355.75 |  |  | Excess(+) | 1 | Full Conversion | INR | [40 empty] | #VALUE! | #VALUE! | #VALUE!
52 | Providing and fixing to the inlet mouth of rain water pipe cast iron grating 15 cm diameter and weighing not less than 440 grams. including carriage of all labour, equipment and material to various location through all modes of transportation in all lead, lift, other incidental charges and as per direction of engineer in charge. | BI01010001010000000000000515BI0100001183 | 6 | Each | 47.25 |  |  | Excess(+) | 1 | Full Conversion | INR | [40 empty] | #VALUE! | #VALUE! | #VALUE!
53 | Providig and fixing on wal face 110mm dia PVC (D-Plast) rain water pipes of working pressure not less than 4.5 kg/sqm including filling the joints with approved adhesive complete including carriage of all labour, equipment and material to various location through all modes of transportation in all lead, lift, other incidental charges and as per direction of engineer in charge. | BI01010001010000000000000515BI0100001184 | 106.8 | Per Rmt. | 292.45 |  |  | Excess(+) | 1 | Full Conversion | INR | [40 empty] | #VALUE! | #VALUE! | #VALUE!
54 | Providing and fixing on wall faces PVC ( D-Plast) accessories for rain water pipes including filling the joints with approved adhesive complete including carriage of all labour, equipment and material to various location through all modes of transportation in all lead, lift, other incidental charges and as per direction of engineer in charge. | BI01010001010000000000000515BI0100001185
54.1 | 110mm dia PVC Plain bend | BI01010001010000000000000515BI0100001186 | 80 | Each | 129.85 |  |  | Excess(+) | 1 | Full Conversion | INR | [40 empty] | #VALUE! | #VALUE! | #VALUE!
54.2 | 110mm dia PVC Shoc | BI01010001010000000000000515BI0100001187 | 20 | Each | 113.8 |  |  | Excess(+) | 1 | Full Conversion | INR | [40 empty] | #VALUE! | #VALUE! | #VALUE!
54.3 | Providing and fixing PVC clamps for 110 mm dia pipe | BI01010001010000000000000515BI0100001188 | 240 | Each | 174.7 |  |  | Excess(+) | 1 | Full Conversion | INR | [40 empty] | #VALUE! | #VALUE! | #VALUE!
55 | Providing and laying water proofing treatment, by applying cement slurry mixed with water proofing cement compound of Dr.Fixit Padfin or equivalent consisting of applying : (a) First layer of slurry of cement @ 0.488 kg/sqm. Mixed with water proofing cement compound @ 0.253 kg/sqm. This layer will be allowed to air cure for 4 hour. (b) Second layer of slurry of cement @ 0.242 kg/sqm mixed with water proofing cement compound @ 0.126 kg/sqm. This layer will be allowed to air cure for 4 hours followed with water curing for 48 hours. The rate includes preparation of surface, treatment and sealing of all joints, corners, junctions of pipes and masonry with polymer mixed slurry including carriage of all labour, equipment and material to various location through all modes of transportation in all lead, lift, other incidental charges and as per direction of engineer in charge. | BI01010001010000000000000515BI0100001189 | 916.55 | Per Sqm. | 471 |  |  | Excess(+) | 1 | Full Conversion | INR | [40 empty] | #VALUE! | #VALUE! | #VALUE!
56 | Providing and fixing anodised aluminium grill (anodised transparent or dyed to required shade according to IS: 1868 with minimum anodic coating of grade AC 15) of approved design/pattern, with approved standard section and fixed to the existing window frame with C.P. brass/ stainless steel screws @ 200 mm centre to centre, including cutting the grill to proper opening size for fixing and operation of handles and fixing approved anodised aluminium standard section around the opening, all complete as per requirement . (Only weight of grill to be measured for payment) including carriage of all labour equipment and material to various location through all modes of transportation in all lead, lift, other incidental charges and as per direction of engineer in charge. | BI01010001010000000000000515BI0100001190 | 59.67 | per KG | 485.7 |  |  | Excess(+) | 1 | Full Conversion | INR | [40 empty] | #VALUE! | #VALUE! | #VALUE!
57 | Structural steel work riveted, bolted or welded in built up sections, trusses and framed work, including cutting, hoisting, fixing in position and applying a priming coat of approved steel primer all complete including carriage of all labour equipment and material to various location through all modes of transportation in all lead, lift, other incidental charges and as per direction of engineer in charge. | BI01010001010000000000000515BI0100001191 | 10059.01 | Per Kg. | 86.8 |  |  | Excess(+) | 1 | Full Conversion | INR | [40 empty] | #VALUE! | #VALUE! | #VALUE!
58 | Providing and fixing mild steel round holding down bolts with nuts and washer plates complete including carriage of all labour equipment and material to various location through all modes of transportation in all lead, lift, other incidental charges and as per direction of engineer in charge. | BI01010001010000000000000515BI0100001192 | 800 | Per Kg. | 92.85 |  |  | Excess(+) | 1 | Full Conversion | INR | [40 empty] | #VALUE! | #VALUE! | #VALUE!
59 | Steel work welded in built up sections, In gratings framed guard bars, ladders, railing, brackets and similar works, including cutting, hoisting in all heights and levels, fixing in position and applying a priming coat of red lead paint completer in all respect as per structural design, drawing ,direction of the Engineer-in-Charge and as per HP.PWD. Specification 1990 volume-I, including carriage of all labour equipment and material to various locations through all modes of transportation in all leads and lifts, including all incidental charges. | BI01010001010000000000000515BI0100001193 | 2443.1 | Per Kg. | 100.4 |  |  | Excess(+) | 1 | Full Conversion | INR | [40 empty] | #VALUE! | #VALUE! | #VALUE!
60 | Providing and fixing M.S. fan clamp type I or II of 16 mm dia M.S. bar, bent to shape with hooked ends in R.C.C. slabs or beams during laying, including painting the exposed portion of loop, all as per standard design complete including carriage of all labour equipment and material to various location through all modes of transportation in all lead, lift, other incidental charges and as per direction of engineer in charge. | BI01010001010000000000000515BI0100001194 | 40 | Each | 141.65 |  |  | Excess(+) | 1 | Full Conversion | INR | [40 empty] | #VALUE! | #VALUE! | #VALUE!
61 | Providing and laying15 mm cement plaster on the rough side of single or half brick wall of mix 1:6 (1 cement : 6 fine sand) including carriage of all labour, equipment and material to various location through all modes of transportation in all lead, lift, other incidental charges and as per direction of engineer in charge. | BI01010001010000000000000515BI0100001195 | 1920.03 | Per Sqm. | 212.25 |  |  | Excess(+) | 1 | Full Conversion | INR | [40 empty] | #VALUE! | #VALUE! | #VALUE!
62 | Providing and laying 15 mm cement plaster on the fair side of single or half brick wall of mix 1:6 (1 cement : 6 fine sand) including carriage of all labour, equipment and material to various location through all modes of transportation in all lead, lift, other incidental charges and as per direction of engineer in charge. | BI01010001010000000000000515BI0100001196 | 876.83 | Per Sqm. | 183.15 |  |  | Excess(+) | 1 | Full Conversion | INR | [40 empty] | #VALUE! | #VALUE! | #VALUE!
63 | Providing and laying 6 mm cement plaster of mix: 1:3 (1 cement : 3 fine sand) including carriage of all labour, equipment and material to various location through all modes of transportation in all lead, lift, other incidental charges and as per direction of engineer in charge. | BI01010001010000000000000515BI0100001197 | 748.73 | Per Sqm. | 155.9 |  |  | Excess(+) | 1 | Full Conversion | INR | [40 empty] | #VALUE! | #VALUE! | #VALUE!
64 | Distempering with oil bound washable distemper of approved brand and manufacture to give an even shade New work (two or more coats) over and including water thinnable priming coat with cement primer including carriage of all labour, equipment and material to various location through all modes of transportation in all lead, lift, other incidental charges and as per direction of engineer in charge. | BI01010001010000000000000515BI0100001198 | 1794.03 | Per Sqm. | 102.7 |  |  | Excess(+) | 1 | Full Conversion | INR | [40 empty] | #VALUE! | #VALUE! | #VALUE!
65 | Finishing walls and ceiling with 100% Premium acrylic emulsion paint having VOC less than 50 gm/litre and UV resistance as per IS 15489:2004, Alkali & fungal resistance, dirt resistance exterior paint of required shade (Company Depot Tinted) with silicon additives (New work (Two or more coats applied @ 1.43 litre/ 10 sqm. over and incouding priming coat of exterior primer applied @ 0.90 litre/ 10 sqm. including carriage of all labour, equipment and material to various location through all modes of transportation in all lead, lift, other incidental charges and as per direction of engineer in charge. | BI01010001010000000000000515BI0100001199 | 2012.17 | Per Sqm. | 95.2 |  |  | Excess(+) | 1 | Full Conversion | INR | [40 empty] | #VALUE! | #VALUE! | #VALUE!
66 | Providing and applying white cement based putty of average thickness 1 mm, of approved brand and manufacturer, over the plastered wall surface to prepare the surface even and smooth complete including carriage of all labour, equipment and material to various location through all modes of transportation in all lead, lift, other incidental charges and as per direction of engineer in charge. | BI01010001010000000000000515BI0100001200 | 2486.82 | Per Sqm. | 79.8 |  |  | Excess(+) | 1 | Full Conversion | INR | [40 empty] | #VALUE! | #VALUE! | #VALUE!
67 | Painting Steel work with Deluxe Multi Surface Paint to give an even shade. Two or more coat applied @ 0.90 ltr/ 10 sqm over an under coat of primer applied @ 0.80 ltr/ 10 sqm of approved brand and manufacture other than white including carriage of all labour, equipment and material to various location through all modes of transportation in all lead, lift, other incidental charges and as per direction of engineer in charge. | BI01010001010000000000000515BI0100001201 | 60.48 | Per Sqm. | 80.8 |  |  | Excess(+) | 1 | Full Conversion | INR | [40 empty] | #VALUE! | #VALUE! | #VALUE!
68 | Providing and fixing MS railing for stair case having balluster of 19mm x19mm square bar with a clear height of 85cm embedded in cement concrete steps and jointed with electrical/gas welding at top along with MS flat of 40mmx6mm size complete with a applying priming coat of red lead paint as per drawing specification including carriage of all labour, equipment and material to various location through all modes of transportation in all lead, lift, other incidental charges and as per direction of engineer in charge. | BI01010001010000000000000515BI0100001202 | 33.6 | Per Rmt. | 871.35 |  |  | Excess(+) | 1 | Full Conversion | INR | [40 empty] | #VALUE! | #VALUE! | #VALUE!
69 | Providing and fixing railing for ramp having balluster of 25 mm dia hollow M.S pipe (ISG-18) GAUGE with a clear height of 75 & 90 as per detail @ 60 cm C/C jointing in C.C steps and jointed with electrical gas welding at top alongwith hand rail of hollow M.S. pipe with slip resistance 50 mm dia . (ISG-181 M.S flat of 50x5 mm complete and applying coating with red lead paint as per specification including carriage of all labour, equipment and material to various location through all modes of transportation in all lead, lift, other incidental charges and as per direction of engineer in charge. | BI01010001010000000000000515BI0100001203 | 8.65 | Per Rmt. | 681.8 |  |  | Excess(+) | 1 | Full Conversion | INR | [40 empty] | #VALUE! | #VALUE! | #VALUE!
70 | Constructing Coursed rubble hammer dressed 'U' shape open surface drain with side wall. 15 X 23 cm (Fifteen into twenty three centimeter ) in cement mortar 1:6 ( One Cement : Six approved Sand) and inside plastering with cement mortar 1:3 (One Cement: Three approved Sand) including earth work and laying 10 cm (Ten Centimatre ) cement concrete in 1:5:10 (One Cement : Five approved Sand : Ten graded crushed stone aggregate) of 40 mm (Forty millimetres) nominal size and 7.5 cm (seven Point Five Centimatre ) cement concrete 1:2:4 (One Cement : Two approved Sand : Four graded crushed stone aggregate of 20 mm (Twenty millimetre) nominal size) and finished with a floating coat of neat cement complete as per standard design including carriage of all labour, equipment and material to various location through all modes of transportation in all lead, lift, other incidental charges and as per direction of engineer in charge. | BI01010001010000000000000515BI0100001204 | 58.9 | Per Rmt. | 721.65 |  |  | Excess(+) | 1 | Full Conversion | INR | [40 empty] | #VALUE! | #VALUE! | #VALUE!
71 | Providing and fixing false ceiling at all height including providing and fixing of frame work made of special sections, power pressed from M.S. sheets and galvanized with zinc coating of 120 gms/sqm (both side inclusive) as per IS : 277 and consisting of angle cleats of size 25 mm wide x 1.6 mm thick with flanges of 27 mm and 37mm, at 1200 mm centre to centre, one flange fixed to the ceiling with dash fastener 12.5 mm dia x 50mm long with 6mm dia bolts, other flange of cleat fixed to the angle hangers of 25x10x0.50 mm of required length with nuts & bolts of required size and other end of angle hanger fixed with intermediate G.I. channels 45x15x0.9 mm running at the spacing of 1200 mm centre to centre, to which the ceiling section 0.5 mm thick bottom wedge of 80 mm with tapered flanges of 26 mm each having lips of 10.5 mm, at 450 mm centre to centre, shall be fixed in a direction perpendicular to G.I. intermediate channel with connecting clips made out of 2.64 mm dia x 230 mm long G.I. wire at every junction, including fixing perimeter channels 0.5 mm thick 27 mm high having flanges of 20 mm and 30 mm long, the perimeter of ceiling fixed to wall/partition with the help of rawl plugs at 450 mm centre, with 25mm long dry wall screws @ 230 mm interval, including fixing of gypsum board to ceiling section and perimeter channel with the help of dry wall screws of size 3.5 x 25 mm at 230 mm c/c, including jointing and finishing to a flush finish of tapered and square edges of the board with recommended jointing compound , jointing tapes, finishing with jointing compound in 3 layers covering upto 150 mm on both sides of joint and two coats of primer suitable for board, all as per manufacturer's specification and also including the cost of making openings for light fittings, grills, diffusers, cutouts made with frame of perimeter channels suitably fixed, all complete as per drawings, specification and direction of the Engineer in Charge but excluding the cost of painting with Fully Perforated Gypsum Plaster Board of size 1200 x 2400x12.5 mm having approx 15 % perforated area with perforation size and pattern as approved by the Engineerincharge and as per manufacturer's specification, with all 4 side tapered and backed by acoustical tissue with NRC value not less than 0.60 including carriage of all labour, equipment and material to various location through all modes of transportation in all lead, lift, other incidental charges | BI01010001010000000000000515BI0100001205 | 86.4 | Per Sqm. | 973.4 |  |  | Excess(+) | 1 | Full Conversion | INR | [40 empty] | #VALUE! | #VALUE! | #VALUE!
72 | Taking out C.I. cover with frame from R.C.C. top slab of manholes of various sizes including demolishing of R.C.C. work manually/ by mechanical means and stacking of useful materials near the site and disposal of unserviceable materials within all lead as per direction of Engineer-in-charge. | BI01010001010000000000000515BI0100001206 | 3 | Each | 1322.8 |  |  | Excess(+) | 1 | Full Conversion | INR | [40 empty] | #VALUE! | #VALUE! | #VALUE!
73 | Supplying, filling, spreading & leveling gravels of size range 5 mm to 20 mm, in the recharge pit, over the existing layer of boulders, in required thickness, including carriage of all labour, equipment and material to various location through all modes of transportation in all lead, lift, other incidental charges and as per direction of engineer in charge. | BI01010001010000000000000515BI0100001207 | 10.6 | Per Cubic Metre | 1257 |  |  | Excess(+) | 1 | Full Conversion | INR | [40 empty] | #VALUE! | #VALUE! | #VALUE!
74 | Providing and laying factory made chamfered edge Cement Concrete 80 mm thick C.C. paver block of M-30 grade with approved color design and pattern in footpath, parks, lawns, drive ways or light traffic parking etc, of required strength, thickness & size/ shape, made by table vibratory method using PU mould, laid in required colour & pattern over 50mm thick compacted bed of sand, compacting and proper embedding / laying of inter locking paver blocks into the sand bedding layer through vibratory compaction by using plate vibrator, filling the joints with sand and cutting of paver blocks as per required size and pattern, finishing and sweeping extra sand complete including carriage of all labour, equipment and material to various location through all modes of transportation in all lead, lift, other incidental charges and as per direction of engineer in charge. | BI01010001010000000000000515BI0100001208 | 453.55 | Per Cubic Metre | 890.85 |  |  | Excess(+) | 1 | Full Conversion | INR | [40 empty] | #VALUE! | #VALUE! | #VALUE!
75 | Providing and erecting 2.00 metre high temporary barricading at site; each panel of size 2.50mx2.00m made of 40x40x6mm angle iron or 50x50x3mm hollow MS tube posts / horizontal members / bracings covered with 1.63mm thick MS sheet. The sheet shall be fixed with 30x5mm MS flat by suitable welding/riveting. The panels shall be made so that gap of 50cm above the ground is available making overall height as 2.5m. MS channel ISLC 75 @ 5.70 kg/m, 50cm long shall be provided at the bottom having oval shaped holes of size 50x25mm at both ends with 50cm long MS angle 40x40x6mm bracing. Suitable arrangement shall be made to fix the barricading to avoid from overturning by providing 250mm long expansion fasteners at both ends. The work shall be executed as per drawing/direction of Engineer-in-Charge which includes writing and painting, arrangement for traffic diversion such as traffic signals during construction at site for day and night, glow lamps, reflective signs, marking, flags, caution tape as directed by the Engineerin- Charge. The barricading provided shall be retained in position at site continuously i/c shifting of barricading from one location to another location as many times as required during the execution of the entire work till its completion. Rate include its maintenance for damages, painting, all incidentals, labour materials, equipments and works required to execute the job. The barricading shall not be removed without prior approval of Engineer-in-Charge. | BI01010001010000000000000515BI0100001209 | 100 | Rmt. | 1817.5 |  |  | Excess(+) | 1 | Full Conversion | INR | [40 empty] | #VALUE! | #VALUE! | #VALUE!
76 | Providing and fixing/hanging 600mmx300mm size sun board with hanging arranagement,direction and place identification retro/reflectorised sign ,made of acrylic plastic/PVC sheets thickness 4mm to 6mm with the mounting of Vinyl prints including all lead, lift and other incidental charges and upto entire satisfaction of Engineer in charge. | BI01010001010000000000000515BI0100001210 | 20 | Each | 300 |  |  | Excess(+) | 1 | Full Conversion | INR | [40 empty] | #VALUE! | #VALUE! | #VALUE!
77 | Air quality one location of construction of site ,thrice a year (one sample pre construction and 6) sample during construcation phase total 7(Seven) sample including all lead, lift and other incidental charges and upto entire satisfaction of Engineer in charge. | BI01010001010000000000000515BI0100001211 | 7 | Each | 1400 |  |  | Excess(+) | 1 | Full Conversion | INR | [40 empty] | #VALUE! | #VALUE! | #VALUE!
78 | Water quality -one ground water sample from construction site (one sample pre construcation and 6(six) sample during construction phase total 7(seven) sapmle including all lead, lift and other incidental charges and upto entire satisfaction of Engineer in charge. | BI01010001010000000000000515BI0100001212 | 7 | Each | 14000 |  |  | Excess(+) | 1 | Full Conversion | INR | [40 empty] | #VALUE! | #VALUE! | #VALUE!
79 | Noise quality -one loaction at project site (one sample pre construction and 6(six)sample during construction phase total 7(seven) sample including all lead, lift and other incidental charges and upto entire satisfaction of Engineer in charge. | BI01010001010000000000000515BI0100001213 | 7 | Each | 4200 |  |  | Excess(+) | 1 | Full Conversion | INR | [40 empty] | #VALUE! | #VALUE! | #VALUE!
80 | Air quality one locations at MCC site during the defect libilty (Period including all lead, lift and other incidental charges and upto entire satisfaction of Engineer in charge. | BI01010001010000000000000515BI0100001214 | 3 | Each | 14000 |  |  | Excess(+) | 1 | Full Conversion | INR | [40 empty] | #VALUE! | #VALUE! | #VALUE!
81 | water quality -one ground water at MCC Site during the defect liabilty (period including all lead, lift and other incidental charges and upto entire satisfaction of Engineer in charge. | BI01010001010000000000000515BI0100001215 | 3 | Each | 14000 |  |  | Excess(+) | 1 | Full Conversion | INR | [40 empty] | #VALUE! | #VALUE! | #VALUE!
82 | Noise quality one location at MCC site during the defect liabilty period including all lead, lift and other incidental charges and upto entire satisfaction of Engineer in charge. | BI01010001010000000000000515BI0100001216 | 3 | Each | 4200 |  |  | Excess(+) | 1 | Full Conversion | INR | [40 empty] | #VALUE! | #VALUE! | #VALUE!
83 | WS & SI | BI01010001010000000000000515BI0100001217
84 | Chiseling in stone / brick work for laying of cast iron/ spun/pvc pipe including making good the same with cement mortar 1:3 (1 cement : 3 sand ), including all lead, lift & all incidental charges. | BI01010001010000000000000515BI0100001218 | 75 | Each | 196.15 |  |  | Excess(+) | 1 | Full Conversion | INR | [40 empty] | #VALUE! | #VALUE! | #VALUE!
85 | Providing and fixing G.I. pipes complete with G.I. fittings including trenching and refilling etc. In external work including carriage of all labour, equipment and material to various location through all modes of transportation in all lead, lift, other incidental charges and as per direction of engineer in charge. | BI01010001010000000000000515BI0100001219
85.1 | 20 mm nominal bore | BI01010001010000000000000515BI0100001220 | 180 | Per Rmt | 302.45 |  |  | Excess(+) | 1 | Full Conversion | INR | [40 empty] | #VALUE! | #VALUE! | #VALUE!
85.2 | 32mm nominal bore | BI01010001010000000000000515BI0100001221 | 50 | Per Rmt | 356.4 |  |  | Excess(+) | 1 | Full Conversion | INR | [40 empty] | #VALUE! | #VALUE! | #VALUE!
85.3 | 15 mm nominal bore | BI01010001010000000000000515BI0100001222 | 35 | Per Rmt | 200.5 |  |  | Excess(+) | 1 | Full Conversion | INR | [40 empty] | #VALUE! | #VALUE! | #VALUE!
86 | Making connection of G.I. distribution branch with G.I. main of size 25 to 40 mm nominal bore by providing and fixing tee, including cutting and threading the pipe etc. complete including carriage of all labour, equipment and material to various location through all modes of transportation in all lead, lift, other incidental charges and as per direction of engineer in charge. | BI01010001010000000000000515BI0100001223 | 40 | Each | 438.65 |  |  | Excess(+) | 1 | Full Conversion | INR | [40 empty] | #VALUE! | #VALUE! | #VALUE!
87 | Fixing water meter and stop cock in G.I. pipe line including cutting and threading the pipe and making long screws etc. complete (cost of water meter and stop cock to be paid separately) including carriage of all labour, equipment and material to various location through all modes of transportation in all lead, lift, other incidental charges and as per direction of engineer in charge. | BI01010001010000000000000515BI0100001224 | 1 | Each | 411.9 |  |  | Excess(+) | 1 | Full Conversion | INR | [40 empty] | #VALUE! | #VALUE! | #VALUE!
88 | Providing and fixing Polyethelene-AluminiumPolyethelene PE-AL- PE Composite Pressure Pipes conforming to IS - 15450, U.V. stabilized with carbon black having thermal stability for hot & cold water supply, capable to withstand temperature up to 80°C, including all special fittings of composite material (engineering plastic blend and brass inserts wherever required) e.g. elbows, tees, reducers, couplers & connectors etc., with clamps at 1.00 metre spacing. This includes the costs of cutting chases and including testing of joints complete as per direction of the engineer in charge. Concealed work, including cutting chases and making good the wall etc. including carriage of all labour, equipment and material to various location through all modes of transportation in all lead, lift, other incidental charges and as per direction of engineer in charge. | BI01010001010000000000000515BI0100001225
88.1 | 2025 (25 mm OD) pipe | BI01010001010000000000000515BI0100001226 | 200 | Rmtr | 472.4 |  |  | Excess(+) | 1 | Full Conversion | INR | [40 empty] | #VALUE! | #VALUE! | #VALUE!
88.2 | 1620 (20 mm OD) pipe | BI01010001010000000000000515BI0100001227 | 20 | Rmtr | 397.45 |  |  | Excess(+) | 1 | Full Conversion | INR | [40 empty] | #VALUE! | #VALUE! | #VALUE!
88.3 | 1216 (16 mm OD) pipe | BI01010001010000000000000515BI0100001228 | 100 | Rmtr | 360 |  |  | Excess(+) | 1 | Full Conversion | INR | [40 empty] | #VALUE! | #VALUE! | #VALUE!
89 | Providing and fixing water closet squatting pan (Indian type W.C. pan ) White Vitreous china Orissa pattern W.C. pan of size 580x440 mm with integral type foot rests with 100 mm sand cast Iron P or S trap, 10 litre low level white P.V.C. flushing cistern, includingflush pipe, with manually controlled device (handle lever) conforming to IS : 7231, with all fittings and fixtures of Cera, Hindware or its equivelent make complete including cutting and making good the walls and floors wherever required including carriage of all labour, equipment and material to various location through all modes of transportation in all lead, lift, other incidental charges and as per direction of engineer in charge. | BI01010001010000000000000515BI0100001229 | 7 | each | 4598.1 |  |  | Excess(+) | 1 | Full Conversion | INR | [40 empty] | #VALUE! | #VALUE! | #VALUE!
90 | Providing and fixing white vitreous china pedestal type water closet (European type) W.C. pan with ISI marked white solid plastic seat and lid , 10 litre low level white vitreous china flushing cistern & C.P. flush bend with fittings & C.I. brackets, 40 mm flush bend, overflow arrangement with specials of standard make and mosquito proof coupling of approved municipal design complete of Cera, Hindware or its equivelent make , including painting of fittings and brackets, cutting and making good the walls and floors wherever required including carriage of all labour, equipment and material to various location through all modes of transportation in all lead, lift, other incidental charges and as per direction of engineer in charge. | BI01010001010000000000000515BI0100001230 | 3 | Each | 5783.7 |  |  | Excess(+) | 1 | Full Conversion | INR | [40 empty] | #VALUE! | #VALUE! | #VALUE!
91 | Providing and fixing water closet squatting pan (Indian corner type lipped front urinal basin of 430x260x350 mm and 340x410x265 mm sizes respectively with automatic flushing cistern with standard flush pipe and C.P. brass spreaders with brass unions and G.I clamps complete, of Hindware/ Cera or its equivalent make including cutting holes & making good the same including carriage of all labour, equipment and material to various location through all modes of transportation in all lead, lift, other incidental charges and as per direction of engineer in charge. | BI01010001010000000000000515BI0100001231 | 4 | Each | 3505.2 |  |  | Excess(+) | 1 | Full Conversion | INR | [40 empty] | #VALUE! | #VALUE! | #VALUE!
92 | Providing and fixing wash basin with C.I. brackets, 15mm C.P. brass pillar taps, 32 mm C.P. brass waste of standard pattern, including painting of fittings and brackets, cutting and making good the walls wherever require of Cera, Hindware or its equivelent make complete including carriage of all labour, equipment and material to various location through all modes of transportation in all lead, lift, other incidental charges and as per direction of engineer in charge. | BI01010001010000000000000515BI0100001232 | 10 | Each | 3178.7 |  |  | Excess(+) | 1 | Full Conversion | INR | [40 empty] | #VALUE! | #VALUE! | #VALUE!
93 | Providing and fixing white vitreous china pedestal for wash basin completely recessed at the back for the reception of pipes and fittings of Cera, Hindware or its equivelent make complete including carriage of all labour, equipment and material to various location through all modes of transportation in all lead, lift, other incidental charges and as per direction of engineer in charge. | BI01010001010000000000000515BI0100001233 | 10 | Each | 1273.65 |  |  | Excess(+) | 1 | Full Conversion | INR | [40 empty] | #VALUE! | #VALUE! | #VALUE!
94 | Providing and fixing Division Plate for Urinals 600mmx300mm (six hundred into three hundred milimeter) vitrous china as per HP.PWD specification, including carriage of all abour equipments and materials to various location through all modes of transportation in all lead and lift, including all incidental charges. | BI01010001010000000000000515BI0100001234 | 5 | Each. | 1894.3 |  |  | Excess(+) | 1 | Full Conversion | INR | [40 empty] | #VALUE! | #VALUE! | #VALUE!
95 | Providing and fixing Stainless Steel A ISI 304 (18/8) kitchen sink as per IS:13983 with C.I. brackets and stainless steel plug 40 mm, including painting of fittings and brackets, cutting and making good the walls, including carriage of all labour, equipment and material to various location through all modes of transportation in all lead, lift, other incidental charges and as per direction of engineer in charge. | BI01010001010000000000000515BI0100001235 | 3 | Each | 2985.5 |  |  | Excess(+) | 1 | Full Conversion | INR | [40 empty] | #VALUE! | #VALUE! | #VALUE!
96 | Providing and fixing P.V.C. Semi rigid pipe 40mm dia waste pipe for sink or wash basin including P.V.C. waste fittings complete including carriage of all labour, equipment and material to various location through all modes of transportation in all lead, lift, other incidental charges and as per direction of engineer in charge. | BI01010001010000000000000515BI0100001236 | 10 | Each | 98.4 |  |  | Excess(+) | 1 | Full Conversion | INR | [40 empty] | #VALUE! | #VALUE! | #VALUE!
97 | Providing and fixing un-plasticised PVC connection pipe with brass unions 45 cm length 15 mm nominal bore including carriage of all labour, equipment and material to various location through all modes of transportation in all lead, lift, other incidental charges and as per direction of engineer in charge. | BI01010001010000000000000515BI0100001237 | 10 | Each | 83 |  |  | Excess(+) | 1 | Full Conversion | INR | [40 empty] | #VALUE! | #VALUE! | #VALUE!
98 | Providing and fixing Vitreous china 100mm size 'P' or 'S' trap for water closet ( squatting pan) ISI marked including jointing the trap with the pan and SOIL pipe in cement mortar 1:1 (one cement : one sand ) complete including carriage of materials within all lead and lift. | BI01010001010000000000000515BI0100001238 | 7 | Each | 344.6 |  |  | Excess(+) | 1 | Full Conversion | INR | [40 empty] | #VALUE! | #VALUE! | #VALUE!
99 | Providing and fixing PVC cowl 100mm dia as per HP.PWD specification, including carriage of all labour equipment and material to various location through all modes of transportation in all lead and lift, including all incidental charges. | BI01010001010000000000000515BI0100001239 | 8 | Each | 102 |  |  | Excess(+) | 1 | Full Conversion | INR | [40 empty] | #VALUE! | #VALUE! | #VALUE!
100 | Providing and fixing G.I. Union in G.I. pipe including cutting and threading the pipe and making long screws etc. complete (New work 40mm dia) including carriage of all labour, equipment and material to various location through all modes of transportation in all lead, lift, other incidental charges and as per direction of engineer in charge. | BI01010001010000000000000515BI0100001240 | 10 | Each | 512.25 |  |  | Excess(+) | 1 | Full Conversion | INR | [40 empty] | #VALUE! | #VALUE! | #VALUE!
101 | Providing and fixing CROMIUM PLATED toilet paper holder including all lead, lift, other incidental charges and as per direction of engineer in charge. | BI01010001010000000000000515BI0100001241 | 10 | Each | 511.65 |  |  | Excess(+) | 1 | Full Conversion | INR | [40 empty] | #VALUE! | #VALUE! | #VALUE!
102 | Providing and fixing 600x450 mm beveled edge mirror of superior glass (of approved quality) complete with 6 mm thick hard board ground fixed to wooden cleats with C.P. brass screws and washers complete including carriage of all labour, equipment and material to various location through all modes of transportation in all lead, lift, other incidental charges and as per direction of engineer in charge. | BI01010001010000000000000515BI0100001242 | 10 | Each | 1077.75 |  |  | Excess(+) | 1 | Full Conversion | INR | [40 empty] | #VALUE! | #VALUE! | #VALUE!
103 | Providing and fixing 15 mm nominal bore C.P. brass long nose bib cock single control of Cera / ESS-ESS or equivalent make of approved quality including all lead, lift, other incidental charges and as per direction of engineer in charge. | BI01010001010000000000000515BI0100001243 | 19 | Each | 696.1 |  |  | Excess(+) | 1 | Full Conversion | INR | [40 empty] | #VALUE! | #VALUE! | #VALUE!
104 | Providing and fixing 15mm (fifteen milimeters) C.P. brass angle valve heavy duty of Cera / ESS-ESS or equivalent make including all lead, lift, other incidental charges and as per direction of engineer in charge. | BI01010001010000000000000515BI0100001244 | 8 | each | 901.45 |  |  | Excess(+) | 1 | Full Conversion | INR | [40 empty] | #VALUE! | #VALUE! | #VALUE!
105 | Providing and fixing 15mm (fifteen milimeters) brass full way valve with wheel of Cera / ESS-ESS or equivalent make i including all lead, lift, other incidental charges and as per direction of engineer in charge. | BI01010001010000000000000515BI0100001245 | 8 | each | 447.75 |  |  | Excess(+) | 1 | Full Conversion | INR | [40 empty] | #VALUE! | #VALUE! | #VALUE!
106 | Providing and fixing 15 mm nominal bore C.P. brass long nose bib cock single control of Cera/ Jaquar or equivalent make of approved quality conforming to IS standards including all lead, lift, other incidental charges and as per direction of engineer in charge. | BI01010001010000000000000515BI0100001246 | 10 | Each | 645.55 |  |  | Excess(+) | 1 | Full Conversion | INR | [40 empty] | #VALUE! | #VALUE! | #VALUE!
107 | Providing and Fixing 15 mm nominal bore C.P. brass Pillar cock of Cera / ESS-ESS or equivalent make of approved quality conforming to IS standards including all lead, lift, other incidental charges and as per direction of engineer in charge. | BI01010001010000000000000515BI0100001247 | 10 | Each | 702.75 |  |  | Excess(+) | 1 | Full Conversion | INR | [40 empty] | #VALUE! | #VALUE! | #VALUE!
108 | Providing and Fixing Angular stop cock with wall flange of Cera / ESS-ESS or equivalent make of approved quality conforming to IS standards including all lead, lift, other incidental charges and as per direction of engineer in charge. | BI01010001010000000000000515BI0100001248 | 19 | Each | 626.05 |  |  | Excess(+) | 1 | Full Conversion | INR | [40 empty] | #VALUE! | #VALUE! | #VALUE!
109 | Providing and Fixing Soap dish of recessed type stainless steel of Cera / ESS-ESS or equivalent make of approved quality conforming to IS standards including all lead, lift, other incidental charges and as per direction of engineer in charge. | BI01010001010000000000000515BI0100001249 | 10 | Each | 740.4 |  |  | Excess(+) | 1 | Full Conversion | INR | [40 empty] | #VALUE! | #VALUE! | #VALUE!
110 | Providing and fixing chromium plated brass soap dish with C.P. Brass brackets fixed to wooden cleats/ rawal plugs with C.P. Brass screws in all respect as per the direction of Engineer in Charge including carriage of all labour, equipment and material to various location through all modes of transportation in all lead and lifts i/c all incidental charges. | BI01010001010000000000000515BI0100001250 | 7 | Nos | 352.35 |  |  | Excess(+) | 1 | Full Conversion | INR | [40 empty] | #VALUE! | #VALUE! | #VALUE!
111 | Providing and fixing 600 mm (six hundred milimeters) long towel rail with total length of 645 mm, width 78 mm and effective height of 88 mm, weighing not less than 190 gms of Cera / ESS-ESS or equivalent make of approved quality conforming to IS standards with steel screws and rawal plugs etc complete in all respect as per the direction of Engineer in Charge i/c carriage of all labour, equipment and material to various location through all modes of transportation in all lead and lifts i/c all incidental charges. | BI01010001010000000000000515BI0100001251 | 7 | each | 698.05 |  |  | Excess(+) | 1 | Full Conversion | INR | [40 empty] | #VALUE! | #VALUE! | #VALUE!
112 | Providing and fixing 600x120x5 mm glass shelf with edges round off, supported on anodised aluminium angle frame with C.P. brass brackets and guard rail of approved quality conforming to IS standards fixed with 40 mm long screws, rawl plugs etc., complete including all lead, lift, other incidental charges and as per direction of engineer in charge. | BI01010001010000000000000515BI0100001252 | 7 | Each | 944.1 |  |  | Excess(+) | 1 | Full Conversion | INR | [40 empty] | #VALUE! | #VALUE! | #VALUE!
113 | P/F Glass shelf 550 mm long with C.P. Brass bracket and guard rail of approved quality conforming to IS standards fixed with C.P. Brass screws etc complete including all lead, lift, other incidental charges and as per direction of engineer in charge. | BI01010001010000000000000515BI0100001253 | 7 | Each | 1693.8 |  |  | Excess(+) | 1 | Full Conversion | INR | [40 empty] | #VALUE! | #VALUE! | #VALUE!
114 | P/F U Shaped wall mounted rail with hinges 600 x 100mm and Wall Mounted Grab Bar 600mm Long f Cera / ESS-ESS or equivalent make of approved quality conforming to IS standards as per direction of Engineer-Charge including all lead, lift, other incidental charges | BI01010001010000000000000515BI0100001254 | 14 | Each | 3618.65 |  |  | Excess(+) | 1 | Full Conversion | INR | [40 empty] | #VALUE! | #VALUE! | #VALUE!
115 | Providing and fixing 8 mm dia C.P. / S.S. Jet with flexible tube upto 1 metre long with S.S. triangular plate to Eureopean type W.C. of approved standard quality and make as per direction of Engineer-Charge including all lead, lift, other incidental charges | BI01010001010000000000000515BI0100001255 | 9 | Each | 297.55 |  |  | Excess(+) | 1 | Full Conversion | INR | [40 empty] | #VALUE! | #VALUE! | #VALUE!
116 | Providing and fixing gun metal gate valve with C.I. wheel of approved quality (screwed end) as per direction of Engineer-Charge including all lead, lift, other incidental charges | BI01010001010000000000000515BI0100001256
116.1 | 25mm | BI01010001010000000000000515BI0100001257 | 8 | Each | 497.15 |  |  | Excess(+) | 1 | Full Conversion | INR | [40 empty] | #VALUE! | #VALUE! | #VALUE!
116.2 | 20mm | BI01010001010000000000000515BI0100001258 | 1 | Each | 460.2 |  |  | Excess(+) | 1 | Full Conversion | INR | [40 empty] | #VALUE! | #VALUE! | #VALUE!
117 | Providing and fixing G.I. Union in G.I. pipe including cutting and threading the pipe and making long screws etc. complete (New work) as per direction of Engineer-Charge including all lead, lift, other incidental charges. | BI01010001010000000000000515BI0100001259
117.1 | 15mm | BI01010001010000000000000515BI0100001260 | 4 | Each | 170.85 |  |  | Excess(+) | 1 | Full Conversion | INR | [40 empty] | #VALUE! | #VALUE! | #VALUE!
117.2 | 20mm | BI01010001010000000000000515BI0100001261 | 10 | Each | 196.3 |  |  | Excess(+) | 1 | Full Conversion | INR | [40 empty] | #VALUE! | #VALUE! | #VALUE!
117.3 | 32mm | BI01010001010000000000000515BI0100001262 | 10 | Each | 210.04 |  |  | Excess(+) | 1 | Full Conversion | INR | [40 empty] | #VALUE! | #VALUE! | #VALUE!
118 | Providing and fixing polyethylene water storage tank, 1000 (thousand) litres net capacity tank, IS : 12701 marked, G.I. and making necessary holes for inlet, outlet and overflow pipes and inlet and outlet connection, 15mm (fifteen milimeters) nominal bore ball valve and mosquito proof PVC cover with locking arrangement including hoisting up to all heights above ground level as per direction of Engineer in Charge , including carriage of all labour equipment and material to various locations through all modes of transportation in all lead and lift and all incidental charges. | BI01010001010000000000000515BI0100001263 | 4 | each | 8814.6 |  |  | Excess(+) | 1 | Full Conversion | INR | [40 empty] | #VALUE! | #VALUE! | #VALUE!
119 | Providing and fixing 15 mm nominal bore ball valve (brass) of approved quality, High or low pressure, with plastic floats complete including all lead, lift, other incidental charges and as per direction of engineer in charge. | BI01010001010000000000000515BI0100001264 | 4 | Each | 338.7 |  |  | Excess(+) | 1 | Full Conversion | INR | [40 empty] | #VALUE! | #VALUE! | #VALUE!
120 | Providing and fixing 110 mm diameter high pressure PVC spigot and socket, waste and ventilating pipes ISI marked including fixing with approved adhesive etc. complete including all lead, lift, other incidental charges and as per direction of engineer in charge. | BI01010001010000000000000515BI0100001265 | 128 | Per Rmt. | 267.7 |  |  | Excess(+) | 1 | Full Conversion | INR | [40 empty] | #VALUE! | #VALUE! | #VALUE!
121 | Providing and fixing 150 mm diameter high pressure PVC spigot and socket, waste and ventilating pipes ISI marked including fixing with approved adhesive etc. complete including all lead, lift, other incidental charges and as per direction of engineer in charge. | BI01010001010000000000000515BI0100001266 | 110 | Per Rmt. | 330.95 |  |  | Excess(+) | 1 | Full Conversion | INR | [40 empty] | #VALUE! | #VALUE! | #VALUE!
122 | Providing and fixing 110 mm X 90 mm PVC floor trap of self cleaning design including fixing with approved adhesive, cost of cutting and making good the wall and floors etc. complete. including all lead, lift, other incidental charges and as per direction of engineer in charge. | BI01010001010000000000000515BI0100001267 | 16 | Each | 382.55 |  |  | Excess(+) | 1 | Full Conversion | INR | [40 empty] | #VALUE! | #VALUE! | #VALUE!
123 | Providing & fixing 110mm(one hundred ten millimeter dia) C.P. grating for floor/Nahani trap of self cleaning design including fixing and making good the wall and floor complete carriage of all labour, equipment and material to various location through all modes of transportation in all lead and lift, including all incidental charges. | BI01010001010000000000000515BI0100001268 | 20 | Each | 106.6 |  |  | Excess(+) | 1 | Full Conversion | INR | [40 empty] | #VALUE! | #VALUE! | #VALUE!
124 | Providing and fixing PVC door bend with ovalaccess door, insertion rubber washer 3 mm thick bolts and nuts ISI marked complete including fixing with approved adhesive etc. including all lead, lift, other incidental charges and as per direction of engineer in charge. | BI01010001010000000000000515BI0100001269
124.1 | 110mm dia | BI01010001010000000000000515BI0100001270 | 20 | Each | 220.75 |  |  | Excess(+) | 1 | Full Conversion | INR | [40 empty] | #VALUE! | #VALUE! | #VALUE!
124.2 | 150 mm dia | BI01010001010000000000000515BI0100001271 | 15 | Each | 240.8 |  |  | Excess(+) | 1 | Full Conversion | INR | [40 empty] | #VALUE! | #VALUE! | #VALUE!
125 | Providing and fixing PVC plain bend ISI marked including fixing with approved adhesive etc. complete. including all lead, lift, other incidental charges and as per direction of engineer in charge. | BI01010001010000000000000515BI0100001272
125.1 | 110mm dia | BI01010001010000000000000515BI0100001273 | 20 | Each | 133.8 |  |  | Excess(+) | 1 | Full Conversion | INR | [40 empty] | #VALUE! | #VALUE! | #VALUE!
125.2 | 150mm dia | BI01010001010000000000000515BI0100001274 | 20 | Each | 140.5 |  |  | Excess(+) | 1 | Full Conversion | INR | [40 empty] | #VALUE! | #VALUE! | #VALUE!
126 | Providing and fixing PVC plain double equal branch ISI marked including fixing with approved adhesive etc. Complete including all lead, lift, other incidental charges and as per direction of engineer in charge. | BI01010001010000000000000515BI0100001275
126.1 | 110mm dia | BI01010001010000000000000515BI0100001276 | 35 | Each | 467.25 |  |  | Excess(+) | 1 | Full Conversion | INR | [40 empty] | #VALUE! | #VALUE! | #VALUE!
126.2 | 150mm dia | BI01010001010000000000000515BI0100001277 | 25 | Each | 535.2 |  |  | Excess(+) | 1 | Full Conversion | INR | [40 empty] | #VALUE! | #VALUE! | #VALUE!
127 | Providing and fixing PVC single equal branch with oval access door, ISI marked insertion rubber washer 3 mm thick bolts and nuts complete including fixing with approved adhesive etc. Complete including all lead, lift, other incidental charges and as per direction of engineer in charge. | BI01010001010000000000000515BI0100001278
127.1 | 110mm dia | BI01010001010000000000000515BI0100001279 | 50 | Each | 214.05 |  |  | Excess(+) | 1 | Full Conversion | INR | [40 empty] | #VALUE! | #VALUE! | #VALUE!
127.2 | 150mm dia | BI01010001010000000000000515BI0100001280 | 10 | Each | 381.3 |  |  | Excess(+) | 1 | Full Conversion | INR | [40 empty] | #VALUE! | #VALUE! | #VALUE!
128 | Providing and fixing PVC collars ISI marked including fixing with approved adhesive etc.complete including all lead, lift, other incidental charges and as per direction of engineer in charge. | BI01010001010000000000000515BI0100001281
128.1 | 110mm dia | BI01010001010000000000000515BI0100001282 | 50 | Each | 140.25 |  |  | Excess(+) | 1 | Full Conversion | INR | [40 empty] | #VALUE! | #VALUE! | #VALUE!
128.2 | 150mm dia | BI01010001010000000000000515BI0100001283 | 30 | Each | 271.55 |  |  | Excess(+) | 1 | Full Conversion | INR | [40 empty] | #VALUE! | #VALUE! | #VALUE!
129 | Providing and fixing PVC clamps ISI marked of approved design with steel screws and rawal plugs etc. Complete including all lead, lift, other incidental charges and as per direction of engineer in charge. | BI01010001010000000000000515BI0100001284
129.1 | 110mm dia | BI01010001010000000000000515BI0100001285 | 100 | Each | 86.95 |  |  | Excess(+) | 1 | Full Conversion | INR | [40 empty] | #VALUE! | #VALUE! | #VALUE!
129.2 | 150mm dia | BI01010001010000000000000515BI0100001286 | 50 | Each | 120.4 |  |  | Excess(+) | 1 | Full Conversion | INR | [40 empty] | #VALUE! | #VALUE! | #VALUE!
130 | Constructing brick masonry manhole with Sewer bricks conforming to IS : 4885 in cement mortar 1:4 ( 1 cement : 4 coarse sand ) with R.C.C. top slabwith 1:1.5:3 mix (1 cement : 1.5 coarse sand (zone- III) : 3 graded stone aggregate 20 mm nominal size), foundation concrete 1:4:8 mix (1 cement : 4 coarse sand (zone- III) : 8 graded stone aggregate 40 mm nominal size), inside plastering 12 mm thick with cement mortar 1:3 (1 cement : 3 coarse sand) finished with floating coat of neat cement and making channels in cement concrete 1:2:4 (1 cement : 2 coarse sand : 4 graded stone aggregate 20 mm nominal size) finished with a floating coat of neat cement complete as per standard design. Manhole Inside size is 120x90 cm and 90 cm deep including C.I. cover with frame (medium duty) 500 mm internal diameter, total weight of cover and frame to be not less than 116 kg (weight of cover 58 kg and weight of frame 58 kg) including all lead, lift, other incidental charges and as per direction of engineer in charge. | BI01010001010000000000000515BI0100001287 | 5 | Each | 17816.4 |  |  | Excess(+) | 1 | Full Conversion | INR | [40 empty] | #VALUE! | #VALUE! | #VALUE!
131 | Constructing soak pit 1.20x1.20x1.20 m filled with brickbats including S.W. drain pipe 100 mm diameter and 1.20 m long complete as per standard design including all lead, lift, other incidental charges and as per direction of engineer in charge. | BI01010001010000000000000515BI0100001288 | 2 | Each | 2498.7 |  |  | Excess(+) | 1 | Full Conversion | INR | [40 empty] | #VALUE! | #VALUE! | #VALUE!
132 | Constructing brick masonry chamber for underground C.I. inspection chamber and bends with With common burnt clay F.P.S. (non modular) bricks of class designation 7.5 in cement mortar 1:4 (1 cement : 4 coarse sand) C.I. cover with frame (light duty) 455x610 mm internal dimensions, total weight of cover with frame to be not less than 38 kg (weight of cover 23 kg and weight of frame 15 kg), R.C.C. top slab with 1:1.5:3 mix (1 cement : 1.5 Fine sand : 3 graded stone aggregate 20 mm nominal size), foundation concrete 1:5:10 (1 cement : 5 fine sand : 10 graded stone aggregate 40 mm nominal size), inside plastering 12 mm thick with cement mortar 1:3 (1 cement : 3 coarse sand), finished smooth with a floating coat of neat cement on walls and bed concrete etc. complete as per standard design: including all lead, lift, other incidental charges and as per direction of engineer in charge. | BI01010001010000000000000515BI0100001289 | 4 | Each | 4532 |  |  | Excess(+) | 1 | Full Conversion | INR | [40 empty] | #VALUE! | #VALUE! | #VALUE!
133 | Providing and laying Non Pressure NP-3 class (Medium duty) R.C.C. pipes including collars/spigot jointed with stiff mixture of cement mortar in the proportion of 1:2 (1 cement : 2 fine sand) including testing of joints etc. complete 450 mm dia RCC pipes including all lead, lift, other incidental charges and as per direction of engineer in charge. | BI01010001010000000000000515BI0100001290 | 60 | Per Rmt. | 2222.1 |  |  | Excess(+) | 1 | Full Conversion | INR | [40 empty] | #VALUE! | #VALUE! | #VALUE!
134 | Providing Fire Fighting System, Pessanger elevator and electrical installation therein. | BI01010001010000000000000515BI0100001291
135 | Supplying and fixing of MS air cushion tank made of 250 mm dia, 8 mm thick MS sheet, 1200 mm in height with air release valve on top and flanged connection to riser, drain arrangement with 25 mm dia gun metal wheel valve with required accessories, pressure gauge and painting with synthetic enamel paint of approved shade as required.Make: SANT/Safeguard/IVC | BI01010001010000000000000515BI0100001292 | 1 | Each | 16000 |  |  | Excess(+) | 1 | Full Conversion | INR | [40 empty] | #VALUE! | #VALUE! | #VALUE!
136 | Supplying and fixing of MS air cushion tank made of 450 mm dia, 8 mm thick MS sheet, 2000 mm in height with air release valve on top and flanged connection to riser, duly welded with 300 mm dia pipe to be installed at Pump House with air release valve MS angle tripode with required accessories, pressure gauge and painting with synthetic enamel paint of approved shade as required.Make: SANT/Safeguard/IVC | BI01010001010000000000000515BI0100001293 | 1 | Each | 46000 |  |  | Excess(+) | 1 | Full Conversion | INR | [40 empty] | #VALUE! | #VALUE! | #VALUE!
137 | Providing, laying, testing & commissioning of 'C' class heavy duty MS pipe conforming to IS 3589/IS 1239 including Welding, fittings like elbows, tees, flanges, tapers, nuts bolts, gaskets etc. and fixing the pipe on the wall/ceiling with suitable clamp/support frame and painting with two or more coats of synthetic enamel paint of required shade complete as required :Make: Jindal, Hissar ,TATA | BI01010001010000000000000515BI0100001294
137.1 | 25 mm | BI01010001010000000000000515BI0100001295 | 6 | Per Rmt. | 375 |  |  | Excess(+) | 1 | Full Conversion | INR | [40 empty] | #VALUE! | #VALUE! | #VALUE!
137.2 | 80 mm | BI01010001010000000000000515BI0100001296 | 10 | Per Rmt. | 1236 |  |  | Excess(+) | 1 | Full Conversion | INR | [40 empty] | #VALUE! | #VALUE! | #VALUE!
137.3 | 100mm | BI01010001010000000000000515BI0100001297 | 30 | Per Rmt. | 1804 |  |  | Excess(+) | 1 | Full Conversion | INR | [40 empty] | #VALUE! | #VALUE! | #VALUE!
137.4 | 150mm | BI01010001010000000000000515BI0100001298 | 120 | Per Rmt. | 2649 |  |  | Excess(+) | 1 | Full Conversion | INR | [40 empty] | #VALUE! | #VALUE! | #VALUE!
137.5 | 200 mm(6.35mm thickness) | BI01010001010000000000000515BI0100001299 | 12 | Per Rmt. | 4282 |  |  | Excess(+) | 1 | Full Conversion | INR | [40 empty] | #VALUE! | #VALUE! | #VALUE!
138 | Supplying and fixing 30 mtr first-aid Hose Reel with MS construction spray painted in post office red,conforming to IS 884 complete with the following asrequired.20 mm nominal internal dia water hose thermoplastic (Textile reinforced) type -2 as per IS: 12585. 20 mm nominal internal dia gun metal globe valve & nozzle. Drum and brackets for fixing the equipmets on wall.Connections from riser with 25 mm dia stop gun metal valve & M.S. Pipe and socket..Make: Minimax,Ceasefire,Newage. | BI01010001010000000000000515BI0100001300 | 4 | Each | 11307 |  |  | Excess(+) | 1 | Full Conversion | INR | [40 empty] | #VALUE! | #VALUE! | #VALUE!
139 | Supplying and fixing single headed hydrant valve with instantaneous Gunmetal coupling of 63 mm dia with cast iron wheel ISI marked conforming to IS 5290 (Type -A) with blank Gunmetal cap and chain as required. Make: Minimax,Ceasefire,Newage. | BI01010001010000000000000515BI0100001301 | 8 | Each | 10022 |  |  | Excess(+) | 1 | Full Conversion | INR | [40 empty] | #VALUE! | #VALUE! | #VALUE!
140 | Supplying and fixing 63 mm dia, 15 m long non percolating flexible hose RRL pipe with 63 mm dia with gun metal male and female couplings dulybound with GI wire, rivets etc. conforming to IS 636 (type-A) as required :Make: Minimax,Ceasefire,Newage. | BI01010001010000000000000515BI0100001302 | 16 | Each | 7838 |  |  | Excess(+) | 1 | Full Conversion | INR | [40 empty] | #VALUE! | #VALUE! | #VALUE!
141 | Supplying & fixing 63 mm dia gun metal short branch pipe with 20 mm nominal internal diameter size nozzle conforming to IS 903 suitable for instantaneous connection to interconnect hose pipe coupling as required.Make: Minimax,Ceasefire,Newage. | BI01010001010000000000000515BI0100001303 | 8 | Each | 3520 |  |  | Excess(+) | 1 | Full Conversion | INR | [40 empty] | #VALUE! | #VALUE! | #VALUE!
142 | Providing &fixing fibre glass reinforced Fire Hose Cabinet ( 30"x24"x10") out door type, made out of sheet having glazed door with 6mm thick clear Glass including necessary Locking arrangement with allen Key, powder coating with Post Office Red Paint and for Housing 2 Nos .RRL Hose Pipe, 1 No Branch pipe including grounding and suitable inscripting the words" Hose Cabinet" on the Box complete as requried. Make: MINIMAX/NEWAGE/SAFEGUARD. | BI01010001010000000000000515BI0100001304 | 8 | Each | 5024 |  |  | Excess(+) | 1 | Full Conversion | INR | [40 empty] | #VALUE! | #VALUE! | #VALUE!
143 | Supplying and fixing of fire brigade connection of cast iron body with gun metal male instantaneous inlet couplings complete with cap and chain as reqd. for suitable dia MS pipe connection to UG tank and wet riser conforming to IS 904 as required, 4 way - 150 mm dia M.S. Pipe.Make Minimax, Ceasefire ,Newage | BI01010001010000000000000515BI0100001305 | 1 | Each | 14904 |  |  | Excess(+) | 1 | Full Conversion | INR | [40 empty] | #VALUE! | #VALUE! | #VALUE!
144 | Supplying, fixing, testing and commissioning of butterfly valve of PN 1.6 rating with Cast iron/Steel seat duly ISI marked complete with nuts, bolts, washers, gaskets conforming to IS 13095 of following sizes as required Make:Sant,zoloto,Leader | BI01010001010000000000000515BI0100001306
144.1 | 80 mm Dia | BI01010001010000000000000515BI0100001307 | 6 | Each | 4419 |  |  | Excess(+) | 1 | Full Conversion | INR | [40 empty] | #VALUE! | #VALUE! | #VALUE!
144.2 | 100 mm Dia | BI01010001010000000000000515BI0100001308 | 1 | Each | 5664 |  |  | Excess(+) | 1 | Full Conversion | INR | [40 empty] | #VALUE! | #VALUE! | #VALUE!
144.3 | 150 mm Dia | BI01010001010000000000000515BI0100001309 | 5 | Each | 7970 |  |  | Excess(+) | 1 | Full Conversion | INR | [40 empty] | #VALUE! | #VALUE! | #VALUE!
145 | Providing and fixing Cast Cast Iron/steel double flanged horizontal type non-return valve of following sizes confirming to IS:5312 complete with rubber gasket, GI bolts, nuts,washers etc.as required :Make: Sant,zoloto,Leader | BI01010001010000000000000515BI0100001310
145.1 | 80mm Dia | BI01010001010000000000000515BI0100001311 | 1 | Each | 6518 |  |  | Excess(+) | 1 | Full Conversion | INR | [40 empty] | #VALUE! | #VALUE! | #VALUE!
145.2 | 100 mm Dia | BI01010001010000000000000515BI0100001312 | 1 | Each | 8692 |  |  | Excess(+) | 1 | Full Conversion | INR | [40 empty] | #VALUE! | #VALUE! | #VALUE!
145.3 | 150 mm Dia | BI01010001010000000000000515BI0100001313 | 3 | Each | 17432 |  |  | Excess(+) | 1 | Full Conversion | INR | [40 empty] | #VALUE! | #VALUE! | #VALUE!
146 | supply, Installing, testing and commissioning of 100mm dial type pressure gauge gate valve with all accessories as requried Make: FIEBIG /H.GURU,Mass. | BI01010001010000000000000515BI0100001314 | 4 | Each | 1917 |  |  | Excess(+) | 1 | Full Conversion | INR | [40 empty] | #VALUE! | #VALUE! | #VALUE!
147 | SITC Pressure switchs for Main, Jockey, and staind by Diesel pumps including necessary wiring up to control panel and Ball valve complete in all respect.Make:Systemsensor,Faraday | BI01010001010000000000000515BI0100001315 | 3 | Each | 5239 |  |  | Excess(+) | 1 | Full Conversion | INR | [40 empty] | #VALUE! | #VALUE! | #VALUE!
148 | supply, Installing, testing and commissioning of 25mm dia gate valve with all accessories as requried.Make :Sant,zoloto,Leader | BI01010001010000000000000515BI0100001316 | 4 | Each | 976 |  |  | Excess(+) | 1 | Full Conversion | INR | [40 empty] | #VALUE! | #VALUE! | #VALUE!
149 | Supplying, installation, testing and commissioning of Electric driven Main Fire Pump suitable for automatic operation and consisting of following, complete in all respects, as required :(a) Horizontal type,centrifugal,spilt casingpump of cast iron body and bronze impeller with stainless steel shaft,mechanical seal and farthest outlet at specified flow of 2280 LPM and 70 Metres head conforming to IS 1520 (The pump shuld be capable of delivering 150% rated discharge at a head not less than 65% oftherated head.)(b) 45KW/60 HP Squirrel cage induction motor, TEFC,synchronous speed 2900 RPM, suitable for operation on 415 volts, 3 phase 50 Hz, AC supply with IP 55 protection for enclosure, horizontal foot mounted typewith Class-'F' insulation, conforming to IS-325. (c) M.S. fabricated Common base plate, coupling, coupling guard, foundation bolts etc. as required.(d) Suitable cement concrete foundation duly plasteredwith anti vibration pads. capable of discharging 2280 litres / minute of water at 70 metres head to give a pressure of not less than 3.5 Kg/Sq cm at topmost Hydrant point. Head.Make Kirloskar, Crompton, Mather & Platt | BI01010001010000000000000515BI0100001317 | 1 | Per job | 336283 |  |  | Excess(+) | 1 | Full Conversion | INR | [40 empty] | #VALUE! | #VALUE! | #VALUE!
150 | Supplying, installation, testing and commissioning of electric driven pressurisation pump suitable for automatic operation and consisting of following,complete in all respects, as required : (Jockey Pump)Horizontal type, multistage, centrifugal pump of cast iron body and bronze impeller with stainless steel shaft,mechanical seal conforming to IS : 1520.7.5KW/10HP squirell cage induction motor TEFC typesuitable for operation on 415 volts, 3 phase 50 HzAC supply with IP 55 class of protection for enclosure,horizontal foot mounted type with Class-'F' insulation,conforming to IS : 325.M.S.fabricated Common base plate, coupling, couplingguard, foundation bolts etc. as required.Suitable cement concrete foundation duly plastered capable of discharging 180 litres / minute of water at 80 metres head to give a pressure of not less than 3.5 Kg/Sq cm at topmost Hydrant point.Make Kirloskar, Crompton, Mather & Platt | BI01010001010000000000000515BI0100001318 | 1 | Each | 112094 |  |  | Excess(+) | 1 | Full Conversion | INR | [40 empty] | #VALUE! | #VALUE! | #VALUE!
151 | Diesel Driven Pump (Standby) : Supplying, installation, testing and commissioning of diesel engine driven main fire pump suitable forautomatic operation and consisting of following,complete in all respects, as required : (Diesel Driven Pump) Horizontal type, multistage, centrifugal pump of cast iron body and bronze impeller with stainless steel shaft,mechanical seal conforming to IS1520.69 HP,2300 RPM water cooled with radiator,diesel engine conforming to relevant IS standard complete with auto starting mechanism, 12 /24 volts electric starting equipment, diesel tank, exhaust pipe extended upto 10 m outside pump house duly insulated with 50 mm thick glass wool with 1.0 mm thick aluminium sheet cladding, residential silencer,instruments and protection as per standard specification, stop solenoid for auto stop in the event of fault with audio indications, painted with post office redcolour etc. as required.M.S fabricated, common base plate, coupling, coupling guard, foundation bolts etc. as required.Suitable cement concrete foundation duly plastered and with anti vibration pads. capable of discharging 2280 litres / minute of water at 70 metres head to give a pressure of not less than 3.5 Kg/Sq cm at topmost Hydrant point. Diesel Engine. Make:- KIRLOSKAR/GREAVS COTTON/CUMMINS | BI01010001010000000000000515BI0100001319 | 1 | Per job | 578173 |  |  | Excess(+) | 1 | Full Conversion | INR | [40 empty] | #VALUE! | #VALUE! | #VALUE!
152 | Fabrication, supply, Insallation testing & commissioning of Electrical control panel of cubical construction, floor mounted type, fabricated out of 2mm thick CRCA sheet, compartmentalised with hinged lockable doors, dust and vermin proof, powder coated of approved shade after 7 tank treatment process, cable alley, interconnection with suitable size copper conductor cable/solid copper strip, having switchgears and accessories, mountings and internal wiring, earth terminals, numbering etc. complete in all respect, suitable for main fire pump, pressurisation pump & diesel pump set complete as per PWD specification with following in coming and Outgoings, suitable for operation on 415V, 3 phase, 50Hz Ac Supply with enclosure protection class IP 42 as required : A) Incomer :- 250A, 50kA 4 Pole MCCB, Ics=100% Icu rating Digital Voltmeter 0-500V with selector switch Digital Ammeter (0-250 A) with selector swtich & CTs etc.LED type RYB phase indicating lamps, ON, OFF, trip indicating lamps Set of Copper Bus Bar 300A. B) Outgoing:- a) Main Fire Pump : 125 A, 50kA TPN MCCB, Ics=100% Icu, with fully automatic Star/Delta starter suitable for 60HP pump with overload protection, current sensing type single phase preventor complete with all acceessories and internal wiring required for automatic operation, digital Ammeter with selector switches, and LED type ON, OFF, trip indicating lamps selector switch for local/remote, auto/manual/OFF operation. b) Jockey Pump :63 A, 50kA TPN MCCB, Ics=100% Icu, with suitable HP fully automatic Star/Delta starter with overload protection, current sensing type single phase preventor complete with all acceessories and internal wiring required for automatic operation, digital Ammeter with selector switches, and LED type ON, OFF, trip indicating lamps selector switch for local/remote, auto/ manual/ OFF operation. c) DIESEL ENGINE CONTROL : Control for diesel engine comprising -Automatic/Manual selctor switch & 3 attempts starting device, timers and relays as required, push buttons, start/stop in manual mode Indicating lamp for high/ Low Lub. Oil pressure, High Water Temp and Engine on indication Battery charger suitbale for 12V/24 V DC with boost and trickle selector switch, 0-30 V DC volt meter, and 0- 20 A DC Ammeter All standard relays and accessories for automatic operation of diesel engine d) Designing supply, Installation, Testing and Commissioning commissioning of system controller to control operation of main electric fire pump, diesel pump, Pressurization pump in sequence as per specification consisting of relays, timers. Sensors, annunciation window for fault indication, complete as per specification | BI01010001010000000000000515BI0100001320 | 1 | Per job | 273972 |  |  | Excess(+) | 1 | Full Conversion | INR | [40 empty] | #VALUE! | #VALUE! | #VALUE!
153 | Providing & fixing of 4 Kg. ABC MAP-50% Powder type fire extinguishers manufactured and marked to Indian standard IS: 15683. Hose shall made of EPDM Rubber, CE Marked Valve, Suitable first aid appliance for fighting fires in Class A, B & C fire that is wood, textile, flammable liquids & gases.Make Minimax,CeaseFire,Safex | BI01010001010000000000000515BI0100001321 | 4 | Each | 5345 |  |  | Excess(+) | 1 | Full Conversion | INR | [40 empty] | #VALUE! | #VALUE! | #VALUE!
154 | Providing & fixing of IS marked (IS:15683) 4.5 Kg. portable fire extinguisher, carbondioxide type flat base including valve, discharge hose of not less than 10 mm dia. 1 M long & complete in all respects including initial fill with CO2 gas confirming to IS:15222 filled to a filling ratio of not more than 0.667 with wall suspension bracket. .Make Minimax,CeaseFire,Safex | BI01010001010000000000000515BI0100001322 | 4 | Each | 11050 |  |  | Excess(+) | 1 | Full Conversion | INR | [40 empty] | #VALUE! | #VALUE! | #VALUE!
155 | Providing and fixing Water CO2 9 .Litrs type fire extingushers consisting of seamless cylindrical body, squeeze lever discharge valve fitted with pressure indicating guage internal discharge tube, 30cms long high pressure discharge hose, discharge nozzle, suspension bracket, confirming to IS: 15683 finished externally with red enamel paint and fixed to wall with brackets complete with internal charge.Make: Make Minimax,CeaseFire,Safex | BI01010001010000000000000515BI0100001323 | 4 | Each | 5191 |  |  | Excess(+) | 1 | Full Conversion | INR | [40 empty] | #VALUE! | #VALUE! | #VALUE!
156 | Providing, laying and fixing of one No. aluminium conductor, PVC insulated and PVC sheatthed, armoured/XLPE power cable, working voltage 1100 volts grade on surface etc.of the required size. | BI01010001010000000000000515BI0100001324
156.1 | Armoured cable 35 sq. mm (3.5 core) | BI01010001010000000000000515BI0100001325 | 15 | Per Rmt. | 424 |  |  | Excess(+) | 1 | Full Conversion | INR | [40 empty] | #VALUE! | #VALUE! | #VALUE!
156.2 | Armoured cable 70 sq. mm (3.5 core) | BI01010001010000000000000515BI0100001326 | 20 | Per Rmt. | 659 |  |  | Excess(+) | 1 | Full Conversion | INR | [40 empty] | #VALUE! | #VALUE! | #VALUE!
157 | Earthing with copper earth plate 600 mmx600 mmx 3 mm thick, including accessories and providing masonry enclosure with cover plate having locking arrangement and watering pipe etc. ( but without charcoal or coke and salt ) complete as required. | BI01010001010000000000000515BI0100001327 | 2 | Per set | 13374 |  |  | Excess(+) | 1 | Full Conversion | INR | [40 empty] | #VALUE! | #VALUE! | #VALUE!
158 | Extra for using salt and charcoal for G.I. or copper plate earth electrode complete as required. | BI01010001010000000000000515BI0100001328 | 2 | Per set | 1568 |  |  | Excess(+) | 1 | Full Conversion | INR | [40 empty] | #VALUE! | #VALUE! | #VALUE!
159 | Supplying and fixing copper tape 20mmx3mm thick on parapet or surface of wall for lightning conductor as required ( for horizontal run) | BI01010001010000000000000515BI0100001329 | 40 | Per Rmt. | 562 |  |  | Excess(+) | 1 | Full Conversion | INR | [40 empty] | #VALUE! | #VALUE! | #VALUE!
160 | Supplying and fixing copper tape 20mmx3mm thick on parapet or surface of wall for lightning conductor as required ( for vertical run) | BI01010001010000000000000515BI0100001330 | 25 | Per Rmt. | 524 |  |  | Excess(+) | 1 | Full Conversion | INR | [40 empty] | #VALUE! | #VALUE! | #VALUE!
161 | Supplying and laying 8 SWG Copper wire at 0.50 mtr. below ground level for earth electrode conductor, including soldering etc. as required. | BI01010001010000000000000515BI0100001331 | 50 | Per Rmt. | 169 |  |  | Excess(+) | 1 | Full Conversion | INR | [40 empty] | #VALUE! | #VALUE! | #VALUE!
162 | Supply, Installation, Testing and Commissioning of 1 No. simplex car, 8 Passenger elevators with following specifications and features with one year free AMC from the date of handing over the lift. 1) Load –Kgs: 544 Kgs (8 Passenger), 2) Speed-MPS: 1.0 MPS, 3) Travel (Max.): 12 Mts approx, 4) Stops & Openings: 04 Stops With (all opening on the same side), 5) Power Supply: 400/415 Volts 3 phase 50 Hertz. AC, 6) Control: A.C variable voltage variable Frequency with 16 Bit Microprocessor, 7) Operation: Full collective with/without attendant. 8) 'Car Group: One car (Simplex), 9) Machine: Permanent Magnet Synchronous Gearless motor to be placed in Machine Rooom, 10) Car Size: 1100 mm W x 1300 mm D X 2300 H , 11) Car Enclosure:Car SS 1.5 mmHoney comb, center opening power operated car door in SS1.5 mm Honey comb ,Side Panels; Front Panels SS Hairline Finish/Vandal proof finish /honey comb or at par as per standard of OEM., 12) Hoistway Available/Required: 1800 mm W X 1800 mm D, 13) Flooring: Vinyl Tiles/Granite/PVC or at par as per standard of OEM, 14) False Ceiling: CD35/SS Hairline Finish/Vandal proof finish or at par as per standard of OEM, 15) Car Panels: SSHairline Finish/Vandal proof finish or at par as per standard of OEM, 16) Car Entrance: Central opening (CO) doors in SS Hairline Finish/Honey comb Finish , Clear opening:- 800 mm W x 2100 mm H, 17) Door Operation: Center opening power operated landing door , 18) COP: Gien Buttons in SS Hairline finish/Vandal proof finish /Honey comb finish or at par as per standard of OEM, 19) HALL FIXTURES:O2000 /Pan Type Fixture/or at par as per standard of OEM, 20) HALL BUTTON ARRANGEMENT: LCD Monochrome Type/Hall Button with HPI, 21) Handrails On Three Sides: Stainless Steel Mirror/hairline Finish/Honey comb, 22) Signals (Design): Dot matrix (LED) Scrolling Display/or at par as per standard of OEM, 23) Feature Details: Anti-nuisance Car call protection, Independent Service (simplex), Overload Device, Nudging, Emergency Firemen’s Service, Emergency Car Light Unit, Infrared Curtain Door Protection, Door Time Protection, Emergency Alarm Button, Extra Door Time of Lobby & Parking, Belt Inspection Drive, Auto Fan Cut Off, Audible Car Call Button, Door Open/Close Button, Manual Rescue Operation, Belt Call Protection, Seismic sensor, Voice Synthesizer, Intercom Automatic Rescue operation, Automatic Phase Reversal Device,Automatic Break Testing. All signal fixtures in stainless steel faceplates, 24) The prices of complete job as per the specifications above shall be inclusive of steel Items, minor Building work, Scaffolding etc. All sundry fittings, assemblies, accessories, hardware items, foundation bolts, terminal lugs for electrical connections as required, and items which are useful and necessary for proper assembly and efficient working of various components shall be deemed to have been included in this job, whether such items are specifically mentioned in the tender documents or not. | BI01010001010000000000000515BI0100001332 | 1 | Job | 1561356 |  |  | Excess(+) | 1 | Full Conversion | INR | [40 empty] | #VALUE! | #VALUE! | #VALUE!
163 | Wiring for light point / fan point / exhaust fan / call bell point with 1.5 Sq. mm. PVC insulated heat resistant flame retardant (HRFR) and low smoke single core (flexible) copper conductor cable in surface/recessed steel conduit with modular switch, modular plates, suitable G.I. box and earthing the light point with 1.5 Sq.mm. HRFRLS/PVC insulated single core copper conductor cable as required. Group-C | BI01010001010000000000000515BI0100001333 | 163 | Each | 1421 |  |  | Excess(+) | 1 | Full Conversion | INR | [40 empty] | #VALUE! | #VALUE! | #VALUE!
164 | Wiring for twin control light point with 1.5 Sq. mm. PVC insulated heat resistant flame retardant (HRFR) and low smoke single core (flexible) copper conductor cable in surface/recessed steel conduit with 2-way, 5/6 amps. modular switch, modular plates, suitable G.I. box and earthing the light point with 1.5 Sq.mm. HRFRLS/PVC insulated single core copper conductor cable as required. Group-C | BI01010001010000000000000515BI0100001334 | 4 | Each | 1611 |  |  | Excess(+) | 1 | Full Conversion | INR | [40 empty] | #VALUE! | #VALUE! | #VALUE!
165 | Wiring for circuit/sub-main with following size PVC insulated heat resistant flame retardant (HRFR) and low smoke single core (flexible) copper conductor cable in surface/recessed steel conduit along with 1 No.HRFRLS/PVC insulated single core copper conductor cable of same size for earthing as required. | BI01010001010000000000000515BI0100001335
165.1 | 2x1.5 Sq. mm. | BI01010001010000000000000515BI0100001336 | 530 | Per Rmt. | 246 |  |  | Excess(+) | 1 | Full Conversion | INR | [40 empty] | #VALUE! | #VALUE! | #VALUE!
165.2 | 2x4.0 Sq. mm. | BI01010001010000000000000515BI0100001337 | 410 | Per Rmt. | 339 |  |  | Excess(+) | 1 | Full Conversion | INR | [40 empty] | #VALUE! | #VALUE! | #VALUE!
165.3 | 2x10 Sq. mm. | BI01010001010000000000000515BI0100001338 | 70 | Per Rmt. | 605 |  |  | Excess(+) | 1 | Full Conversion | INR | [40 empty] | #VALUE! | #VALUE! | #VALUE!
166 | Wiring for circuit / sub-main with 4x4 Sq. mm. PVC insulated heat resistant flame retardant (HRFR) and low smoke single core (flexible) copper conductor cable in surface/recessed steel conduit along with 2 No.4 Sq.mm. (4X4+2X4)HRFRLS/PVC insulated single core copper conductor cable for earthing as required. | BI01010001010000000000000515BI0100001339 | 280 | Per Rmt. | 540 |  |  | Excess(+) | 1 | Full Conversion | INR | [40 empty] | #VALUE! | #VALUE! | #VALUE!
167 | Supplying and drawing following size of PVC insulated, heat resistant, flame retardant (HRFR) and low smoke single core (flexible) copper conductor cable in existing surface / recessed, Steel/PVC conduit as required. | BI01010001010000000000000515BI0100001340
167.1 | 3x1.5 Sq. mm. | BI01010001010000000000000515BI0100001341 | 80 | Per Rmt. | 73 |  |  | Excess(+) | 1 | Full Conversion | INR | [40 empty] | #VALUE! | #VALUE! | #VALUE!
168 | Supplying and fixing of following sizes of PVC conduit along with the accessories in surface / recess including cutting the wall and making good the same in case of recessed conduit as required:- | BI01010001010000000000000515BI0100001342
168.1 | 25 mm. dia | BI01010001010000000000000515BI0100001343 | 270 | Per Rmt. | 86 |  |  | Excess(+) | 1 | Full Conversion | INR | [40 empty] | #VALUE! | #VALUE! | #VALUE!
169 | Supplying and fixing metal box for 8moudule along with modular base and cover plate on surface/recess including providing and fixing 3Nos of S.P. 5 pin 5/6 amps modular socket outlet and one No 5/6 amps,modular piano type switch, connections, painting etc. as required.(Computer Point) | BI01010001010000000000000515BI0100001344 | 27 | Each | 1184 |  |  | Excess(+) | 1 | Full Conversion | INR | [40 empty] | #VALUE! | #VALUE! | #VALUE!
170 | Supplying and drawing LAN cable CAT 6E, solid copper conductor protected with PVC sheath in the existing surface / recessed, steel / PVC conduit as required. | BI01010001010000000000000515BI0100001345 | 320 | Per Rmt. | 25 |  |  | Excess(+) | 1 | Full Conversion | INR | [40 empty] | #VALUE! | #VALUE! | #VALUE!
171 | Supplying and fixing of 1 module UTP cat 6E information outlets toolless system for data and voice complete with connections, testing and commissioning etc. as required. | BI01010001010000000000000515BI0100001346 | 27 | Each | 590 |  |  | Excess(+) | 1 | Full Conversion | INR | [40 empty] | #VALUE! | #VALUE! | #VALUE!
172 | Supplying and fixing G.I. Modular box of (140mmx78mmx50mm) size with modular plate and cover in recess including providing and fixing 5 pin 5/6 amps modular socket outlet and 5/6 amps, modular switch, connections etc. as required. | BI01010001010000000000000515BI0100001347 | 34 | Each | 499 |  |  | Excess(+) | 1 | Full Conversion | INR | [40 empty] | #VALUE! | #VALUE! | #VALUE!
173 | Supplying and fixing G.I. Modular box of (140mmx78mmx50mm) size with modular plate and cover in recess including providing and fixing 6 pin 15/16 amps modular socket outlet and 15/16 amps, modular switch, connections etc. as required. | BI01010001010000000000000515BI0100001348 | 33 | Each | 670 |  |  | Excess(+) | 1 | Full Conversion | INR | [40 empty] | #VALUE! | #VALUE! | #VALUE!
174 | Providing and installation of following surface mounting slim round typeLED downlight(commercial type)in white finish with aluminium housing provided for efficient heat dissipation anti glare polycarbonate diffuser and energy efficient constant current, non-integral, electronic driver; suitable for input voltage: AC 220-240 V, 50/60Hz, complete with all accessories, connections, testing and commissioning etc. as required. Make: Philips, Syska, Baja, C&S, Panasonic or any other approved by Engineer-in--Charge. | BI01010001010000000000000515BI0100001349
174.1 | LED 6W | BI01010001010000000000000515BI0100001350 | 10 | Each | 672 |  |  | Excess(+) | 1 | Full Conversion | INR | [40 empty] | #VALUE! | #VALUE! | #VALUE!
174.2 | LED 9W | BI01010001010000000000000515BI0100001351 | 11 | Each | 879 |  |  | Excess(+) | 1 | Full Conversion | INR | [40 empty] | #VALUE! | #VALUE! | #VALUE!
175 | Providing and installation of following surface mounting slim square type LED downlight(commercial type)in white finish with aluminium housing provided for efficient heat dissipation anti glare polycarbonate diffuser and energy efficient constant current, non-integral, electronic driver; suitable for input voltage: AC 220-240 V, 50/60Hz, complete with all accessories, connections, testing and commissioning etc. as required. Make: Philips, Syska, Bajaj, C&S, Panasonic or any other approved by Engineer-in--Charge. | BI01010001010000000000000515BI0100001352
175.1 | LED 12W | BI01010001010000000000000515BI0100001353 | 24 | Each | 1086 |  |  | Excess(+) | 1 | Full Conversion | INR | [40 empty] | #VALUE! | #VALUE! | #VALUE!
175.2 | LED 15W | BI01010001010000000000000515BI0100001354 | 33 | Each | 1293 |  |  | Excess(+) | 1 | Full Conversion | INR | [40 empty] | #VALUE! | #VALUE! | #VALUE!
175.3 | LED 18W | BI01010001010000000000000515BI0100001355 | 20 | Each | 1500 |  |  | Excess(+) | 1 | Full Conversion | INR | [40 empty] | #VALUE! | #VALUE! | #VALUE!
176 | Providing and installation of following surface mounting slim square type LED Panles with extruded aluminium heat sink, with anti glare polycarbonate diffuser and energy efficient constant current, integral electronic driver; suitable for input voltage: AC 220-240 V, 50/60Hz, complete with all accessories, including mounting clips & loop in loop out wire, connections, testing and commissioning etc. as required. Make: Philips, C&S, Havells, Bajaj, Panasonic or any other approved by Engineer-in-Charge. | BI01010001010000000000000515BI0100001356
176.1 | LED Panel 36W(2'x2') | BI01010001010000000000000515BI0100001357 | 1 | Each | 4344 |  |  | Excess(+) | 1 | Full Conversion | INR | [40 empty] | #VALUE! | #VALUE! | #VALUE!
177 | Supplying and fixing of following LED bulk head fitting with all accessories including making connections, testing etc. as required. Make C&S, Philips, Panasonic or any other approved by Engineer-in-Charge. | BI01010001010000000000000515BI0100001358
177.1 | LED bulk head 6W | BI01010001010000000000000515BI0100001359 | 15 | Each | 879 |  |  | Excess(+) | 1 | Full Conversion | INR | [40 empty] | #VALUE! | #VALUE! | #VALUE!
178 | Providing and installation of following type of LED batten (Commercial Type) with aluminium housing provided for efficient heat dissipation, with anti glare polycarbonate diffuser and energy efficient constant current, integral electronic driver; suitable for input voltage: AC 220-240 V, 50/60Hz, complete with all accessories, including mounting clips & loop in loop out wire, connections, testing and commissioning etc. as required. Make: Philips, Syska, Havells, Bajaj,Panasonic or any other approved by Engineer-in-Charge. | BI01010001010000000000000515BI0100001360
178.1 | LED Batten Light 20W | BI01010001010000000000000515BI0100001361 | 5 | Each | 931 |  |  | Excess(+) | 1 | Full Conversion | INR | [40 empty] | #VALUE! | #VALUE! | #VALUE!
179 | Supplying and fixing of fancy Mirror/Dressing lights containing LED/ CFL lamp holder(s) of all sizes and shapes, complete with all accessories but excluding LED/CFL lamp including making connections, testing etc. as required. Make: Philips ,Havells, Panasonic or any other approved by Engineer-in-Charge. | BI01010001010000000000000515BI0100001362 | 7 | Each | 1069 |  |  | Excess(+) | 1 | Full Conversion | INR | [40 empty] | #VALUE! | #VALUE! | #VALUE!
180 | Supplying and fixing of street light 45 W LED IP65, versatile pressure die-cast alluminium IP 65 with high power LEDs as light source & exclusively designed polycarbonate cover alongwith electronic driver, complete with all accessories including making connections, testing etc. as required. Make:-C&S, Havells,Philips,Panasonic, SYSKA or any other approved by Engineer-in-Charge. | BI01010001010000000000000515BI0100001363 | 2 | Each | 5068 |  |  | Excess(+) | 1 | Full Conversion | INR | [40 empty] | #VALUE! | #VALUE! | #VALUE!
181 | Supplying and erection of street light bracket made of G.I. pipe 'A' class of suitable length and dia, the pipe bended to give an angle of 100 to 110 degree fitted with bolt & nuts at the top of existing pole or wall including painting the pipe with two coats of approved paint over priming coat complete in all respects as required:- 32 mm dia. G.I. pipe, heavy class | BI01010001010000000000000515BI0100001364 | 2 | Each | 854 |  |  | Excess(+) | 1 | Full Conversion | INR | [40 empty] | #VALUE! | #VALUE! | #VALUE!
182 | Supplying and fixing Ding-Dong / Electronic musical bell, suitable for D.C./A.C. single phase,230 volts complete as required:- | BI01010001010000000000000515BI0100001365 | 10 | Each | 157 |  |  | Excess(+) | 1 | Full Conversion | INR | [40 empty] | #VALUE! | #VALUE! | #VALUE!
183 | Providing, Installation, testing and commissioning of ceiling fan with regulator, including wiring the down rods of standard length (up to 30 cm) with 16/0.20 mm twin twisted flexible, cotton braided, copper cable, including providing and fixing phenolic laminated sheet cover on the fan box and earthing etc. as required:- | BI01010001010000000000000515BI0100001366
183.1 | Ceiling Fan 1200 mm sweep, Category-A | BI01010001010000000000000515BI0100001367 | 8 | Each | 2536 |  |  | Excess(+) | 1 | Full Conversion | INR | [40 empty] | #VALUE! | #VALUE! | #VALUE!
183.2 | Ceiling Fan 1400 mm sweep, Category-A | BI01010001010000000000000515BI0100001368 | 11 | Each | 2754 |  |  | Excess(+) | 1 | Full Conversion | INR | [40 empty] | #VALUE! | #VALUE! | #VALUE!
184 | Supplying and fixing stepped type Modular fan regulator on the existing modular box including making connections etc. as required. | BI01010001010000000000000515BI0100001369 | 19 | Each | 442 |  |  | Excess(+) | 1 | Full Conversion | INR | [40 empty] | #VALUE! | #VALUE! | #VALUE!
185 | Providing and installation of Light duty, plastic body, Ventilating Fan, Light duty, (Plastic body) 250 mm sweep in the existing opening, by means of suitable rag-bolts/nuts, including making the hole to suit the size of the above fan, making good the damages, connections, testing and commissioning etc. as required complete in all respects to the satisfaction of the Engineer-in-Charge:- Make: Havells, Bajaj, Crompton Greaves, Usha, or any other approved by Engineer-in-charge. | BI01010001010000000000000515BI0100001370 | 3 | Each | 2037 |  |  | Excess(+) | 1 | Full Conversion | INR | [40 empty] | #VALUE! | #VALUE! | #VALUE!
186 | Providing and installation of exhaust fan of following sizes in the existing opening, including making the hole to suit the size of the above fan, making good the damages, connections, testing and commissioning etc. as required:- | BI01010001010000000000000515BI0100001371
186.1 | Exhaust Fan, Heavy duty, 300 mm sweep | BI01010001010000000000000515BI0100001372 | 7 | Each | 3477 |  |  | Excess(+) | 1 | Full Conversion | INR | [40 empty] | #VALUE! | #VALUE! | #VALUE!
187 | Supplying and fixing of following way, single pole and neutral sheet steel MCB distribution board, 240 volts, on surface / recess, complete with tinned copper bus- bar, wire-set, neutral link, earth bar, din-bar, detachable gland plate, blanking plate, cable, identification labels interconnections, phosphatized and powder painted, including earthing etc. as required:- | BI01010001010000000000000515BI0100001373
187.1 | Double door-4 Way | BI01010001010000000000000515BI0100001374 | 2 | Each | 1621 |  |  | Excess(+) | 1 | Full Conversion | INR | [40 empty] | #VALUE! | #VALUE! | #VALUE!
187.2 | Double door-6 Way | BI01010001010000000000000515BI0100001375 | 1 | Each | 1917 |  |  | Excess(+) | 1 | Full Conversion | INR | [40 empty] | #VALUE! | #VALUE! | #VALUE!
187.3 | Double door-8 Way | BI01010001010000000000000515BI0100001376 | 11 | Each | 2100 |  |  | Excess(+) | 1 | Full Conversion | INR | [40 empty] | #VALUE! | #VALUE! | #VALUE!
187.4 | Double door-16 Way (computer SDB) | BI01010001010000000000000515BI0100001377 | 1 | Each | 3250 |  |  | Excess(+) | 1 | Full Conversion | INR | [40 empty] | #VALUE! | #VALUE! | #VALUE!
188 | Supplying and erection of 6 amps. to 32 amps. rating, 10 KA breaking capacity, 240 volts, 'C' curves, miniature circuit breaker of following poles in the existing MCB DB complete with connections etc. as required:- Cat.-A | BI01010001010000000000000515BI0100001378 | 86 | Each | 236 |  |  | Excess(+) | 1 | Full Conversion | INR | [40 empty] | #VALUE! | #VALUE! | #VALUE!
189 | Supplying and erection of 40/50/63 amps rating, 10 KA breaking capacity, 240 volts, 'C' curves, miniature circuit breaker of following poles in the existing MCB DB complete with connections etc. as required:-MCBDP-63 Amp Cat-A | BI01010001010000000000000515BI0100001379 | 15 | Each | 1371 |  |  | Excess(+) | 1 | Full Conversion | INR | [40 empty] | #VALUE! | #VALUE! | #VALUE!
190 | Earthing with copper earth plate 600 mmx600 mmx 3 mm thick, including accessories and providing masonry enclosure with cover plate having locking arrangement and watering pipe etc. ( but without charcoal or coke and salt ) complete as required. | BI01010001010000000000000515BI0100001380 | 3 | Each | 9974 |  |  | Excess(+) | 1 | Full Conversion | INR | [40 empty] | #VALUE! | #VALUE! | #VALUE!
191 | Extra for using salt and Charcoal for pipe earth electrode complete as required. | BI01010001010000000000000515BI0100001381 | 3 | Per set | 1005 |  |  | Excess(+) | 1 | Full Conversion | INR | [40 empty] | #VALUE! | #VALUE! | #VALUE!
192 | Supplying and laying 8 SWG Copper wire at 0.50 mtr. below ground level for earth electrode conductor, including soldering etc. as required. | BI01010001010000000000000515BI0100001382 | 80 | Each | 238 |  |  | Excess(+) | 1 | Full Conversion | INR | [40 empty] | #VALUE! | #VALUE! | #VALUE!
193 | Supplying and fixing copper tape 20mmx3mm thick on parapet or surface of wall for lightning conductor as required ( for horizontal run) | BI01010001010000000000000515BI0100001383 | 40 | Each | 468 |  |  | Excess(+) | 1 | Full Conversion | INR | [40 empty] | #VALUE! | #VALUE! | #VALUE!
194 | Supplying and fixing copper tape 20mmx3mm thick on parapet or surface of wall for lightning conductor as required ( for vertical run) | BI01010001010000000000000515BI0100001384 | 30 | Each | 501 |  |  | Excess(+) | 1 | Full Conversion | INR | [40 empty] | #VALUE! | #VALUE! | #VALUE!
195 | Providing and fixing 25mm x 5mm G.I strip on surface or in recess for earth connections etc. as required. | BI01010001010000000000000515BI0100001385 | 30 | Per Rmt. | 162 |  |  | Excess(+) | 1 | Full Conversion | INR | [40 empty] | #VALUE! | #VALUE! | #VALUE!
196 | Providing and fixing of lightning conductor finial, made of 25 mm dia. 300 mm long copper tube, having single prong at top, with 85 mm dia 3 mm thick copper base plate including holes etc. complete as required. | BI01010001010000000000000515BI0100001386 | 1 | Each | 1256 |  |  | Excess(+) | 1 | Full Conversion | INR | [40 empty] | #VALUE! | #VALUE! | #VALUE!
197 | Providing and laying of one No. aluminium conductor, PVC insulated and PVC sheathed, armoured/XLPE power cable, working voltage 1100 volts grade direct in ground; to be laid 1 meter below the ground level including excavation and refilling the trench etc.as required, but excluding sand cushioning and protective covering:-Armoured cable 6 sq. mm (twin core) | BI01010001010000000000000515BI0100001387 | 180 | Per Rmt. | 142 |  |  | Excess(+) | 1 | Full Conversion | INR | [40 empty] | #VALUE! | #VALUE! | #VALUE!
198 | Providing, laying and fixing of one No. aluminium conductor, PVC insulated and PVC sheathed, armoured/XLPE power cable, working voltage 1100 volts grade on surface etc. of the required size:-Armoured cable 25 sq. mm (3.5 core) | BI01010001010000000000000515BI0100001388
198.1 | Armoured cable 16 sq. mm ( core) | BI01010001010000000000000515BI0100001389 | 50 | Per Rmt. | 238 |  |  | Excess(+) | 1 | Full Conversion | INR | [40 empty] | #VALUE! | #VALUE! | #VALUE!
198.2 | Armoured cable 25 sq. mm (3.5 core) | BI01010001010000000000000515BI0100001390 | 70 | Per Rmt. | 293 |  |  | Excess(+) | 1 | Full Conversion | INR | [40 empty] | #VALUE! | #VALUE! | #VALUE!
198.3 | Armoured cable 95 sq. mm (3.5 core) | BI01010001010000000000000515BI0100001391 | 70 | Per Rmt. | 798 |  |  | Excess(+) | 1 | Full Conversion | INR | [40 empty] | #VALUE! | #VALUE! | #VALUE!
199 | Providing and installation of stationary storage type Electric water heater (Geyser) of various sizes by means of Expansion-bolts with nuts and washers, including embedding of expansion-bolts in the wall, providing and fixing of Non-return valve, Dead weight safety valve, 2 No C.P. connection rods 18" long, making good the damages, electrical connections, safety valve connections, testing and commissioning etc. as required:- | BI01010001010000000000000515BI0100001392
199.1 | 25 Liter capacity water heater (Cat-A) | BI01010001010000000000000515BI0100001393 | 1 | Each | 11910 |  |  | Excess(+) | 1 | Full Conversion | INR | [40 empty] | #VALUE! | #VALUE! | #VALUE!
200 | Supplying and erection of sheet metal cubical panel of suitable dimension with 5 cm. Variation made from (50mmx50mmx6mm) thick m.s angle iron frame, covered with 1.6mm thick m.s sheet duly welded on five side and front side hinged complete with locking arrangment with sufficient nos vertical and horizontal intermediate switch gear housing compartment including 1 Nos MCCB 32 Amp. 4 pole as incomer with Copper Bus Bar 32 Amp 1 Nos, indicating lamp 1 set complete in all respects.The cubical panel have cable entry box at one or two side i/c power coated painting and bonding to the existing earth etc. | BI01010001010000000000000515BI0100001394 | 4 | Each | 23815 |  |  | Excess(+) | 1 | Full Conversion | INR | [40 empty] | #VALUE! | #VALUE! | #VALUE!
201 | Supplying and erection of sheet metal cubical panel of suitable dimension with 5 cm. Variation made from (50mmx50mmx6mm) thick m.s angle iron frame, covered with 1.6mm thick m.s sheet duly welded on five side and front side hinged complete with locking arrangment with sufficient nos vertical and horizontal intermediate switch gear housing compartment including 1 Nos MCCB 63 Amp. 4 pole as incomer with Copper Bus Bar 63 Amp 1 Nos, indicating lamp 1 set complete in all respects.The cubical panel have cable entry box at one or two side i/c power coated painting and bonding to the existing earth etc. | BI01010001010000000000000515BI0100001395 | 3 | Each | 23815 |  |  | Excess(+) | 1 | Full Conversion | INR | [40 empty] | #VALUE! | #VALUE! | #VALUE!
202 | Supplying and erection of sheet metal cubical panel of suitable dimension with 5 cm. Variation made from (50mmx50mmx6mm) thick m.s angle iron frame, covered with 1.6mm thick m.s sheet duly welded an five side and front side hinged complete with locking arrangment with sufficient nos vertical and horizontal intermediate switch gear housing compartment including 1 Nos MCCB 160 Amp. 4 pole as incomer with Copper Bus Bar 200 Amp 1 Nos, 1 No MCCB 100 Amp, 1 No change over 63 Amp and 4 Nos MCCB 63 Amp, 5 No MCCB 32 Amp. as outgoing. indicating lamp ,metering module 1 set complete in all respects.The cubical panel have cable entry box at one or two side i/c power coated painting and bonding to the existing earth etc. | BI01010001010000000000000515BI0100001396 | 1 | Per Job | 200494 |  |  | Excess(+) | 1 | Full Conversion | INR | [40 empty] | #VALUE! | #VALUE! | #VALUE!
203 | Supplying and fixing 32 Amps, 240 volts power unit, 2-pole & earth socket and switch on surface or in recess complete with connections testing and commissioning etc. as required. Make:-Legrand ,Havells,Anchor,Panasonic or any other approved by Engineer-in-Charge. | BI01010001010000000000000515BI0100001397 | 12 | Each | 1506 |  |  | Excess(+) | 1 | Full Conversion | INR | [40 empty] | #VALUE! | #VALUE! | #VALUE!
204 | SITC of Hot & Cold split Inverter type AC copper condenser including stabilizer and making connections, testing etc.complete in all respects.Make Voltas,Blue Star,LG, O General, Daikin, Mitsubishi or any other approved by Engineer-in-charge.. | BI01010001010000000000000515BI0100001398
204.1 | Hot & Cold AC 1.5 TR | BI01010001010000000000000515BI0100001399 | 12 | Each | 57501 |  |  | Excess(+) | 1 | Full Conversion | INR | [40 empty] | #VALUE! | #VALUE! | #VALUE!
205 | Supplying and fixing of Copper refrigerant piping with sleeve 1/2x1/4 inches with control cabling beyond 0 running meter for (Hi-wall split unit) with sleeves insulation etc. complete in all respects with best satisfaction of Er-in-Charge. | BI01010001010000000000000515BI0100001400 | 150 | Per Rmt. | 935 |  |  | Excess(+) | 1 | Full Conversion | INR | [40 empty] | #VALUE! | #VALUE! | #VALUE!
206 | Supplying and fixing of PVC drain pipe for (Hi-wall split unit) complete in all respects with best satisfaction of Er-in-Charge. | BI01010001010000000000000515BI0100001401 | 95 | Per Rmt. | 121 |  |  | Excess(+) | 1 | Full Conversion | INR | [40 empty] | #VALUE! | #VALUE! | #VALUE!
207 | Supplying and fixing of M.S stand for out door unit of suitable size (Readymade) complete in all respects with best satisfactions of Er-in-Charge. | BI01010001010000000000000515BI0100001402 | 12 | Each | 825 |  |  | Excess(+) | 1 | Full Conversion | INR | [40 empty] | #VALUE! | #VALUE! | #VALUE!
208 | Supply and installation of Hot dip galavanised iron pole having wall thickness 3 mm. C/s A/F - top = 70mm, bottom =130 mm, base plate 220x220x12 mm, 500 mm long weatherproof reinforced door opening with junction box mounting arrangement inclusive of bakelite sheet with one 6A SP MCB and 16Sqmm stud type connector, suitable arm bracket 1 m long for pole having top 70mm A/F and having 450 mm total length steel grade EN8 foundation bolts - 4 x16 mm dia. with nuts, templates and all complete as per approved drawing.Foundation RCC 1:2:4 shall be of size 550x550mm and depth 1200 mm c/c as per approved drawing.The foundation shall extend above sorrounding ground/driveway level for 200 mm and have slant 63mm dia. PVC sleeve cast insitu foundation for cable entry as per the drawing, complete in all respects as required:--Make:- (Bajaj Cat No.BOP-5030) or at par in Twinkle, Surya,K-Lite or any other approved by Engineer-in-charge) | BI01010001010000000000000515BI0100001403
208.1 | G.I. Octagonal Light Pole - 5 m long, Single Arm bracket | BI01010001010000000000000515BI0100001404 | 10 | Each | 17926 |  |  | Excess(+) | 1 | Full Conversion | INR | [40 empty] | #VALUE! | #VALUE! | #VALUE!
209 | Supplying and fixing of street light 70 W LED , versatile pressure die-cast alluminium IP 66 with high power LEDs as light source & exclusively designed polycarbonate cover alongwith electronic driver complete with all accessories including making connections, testing etc. as required. Make:- C&S, Bajaj, Havells, Philips,Jaquar or any other approved by Engineer-in-Charge. | BI01010001010000000000000515BI0100001405 | 10 | Each | 6722 |  |  | Excess(+) | 1 | Full Conversion | INR | [40 empty] | #VALUE! | #VALUE! | #VALUE!
210 | Supplying and fixing LED Post Top Lantern of 25 W made of Die cast aluminium base and spun aluminium top fitted with LED PT module.Power LED's are mounted directly on inbuilt extruded aluminium heat sink and UV stabilized P.C diffuser is provided for glare free lighting with high visual comfort complete with all accessories including making connection, testing etc. as required. Make Twinkle, K-lite, Philips, Havells or any other approved by Engineer-in-charge. | BI01010001010000000000000515BI0100001406 | 2 | Each | 9282 |  |  | Excess(+) | 1 | Full Conversion | INR | [40 empty] | #VALUE! | #VALUE! | #VALUE!
211 | Supplying & fixing, testing, commisioning of storage type water cooler with reciprocating compressor of ISI marked, environment friendly new age refigerant of rugged stainless steel/ galvanized steel body. Total storage capacity 150 Lt. and cooling capacity 150 Lt/Hr with 2 Nos of faucets and all accessories etc. . Make Usha, Blue Star, Carrier or its equivalent make. | BI01010001010000000000000515BI0100001407 | 2 | Each | 49382 |  |  | Excess(+) | 1 | Full Conversion | INR | [40 empty] | #VALUE! | #VALUE! | #VALUE!
212 | Supplying & laying of DWC pipe with the accessories in surface/recess including cutting the wall and making good etc. as required complete in all respect as directed by Engineer-in-charge. | BI01010001010000000000000515BI0100001408
212.1 | DWC Pipe 2" | BI01010001010000000000000515BI0100001409 | 100 | Each | 192 |  |  | Excess(+) | 1 | Full Conversion | INR | [40 empty] | #VALUE! | #VALUE! | #VALUE!
212.2 | DWC Pipe 4" | BI01010001010000000000000515BI0100001410 | 40 | Each | 410 |  |  | Excess(+) | 1 | Full Conversion | INR | [40 empty] | #VALUE! | #VALUE! | #VALUE!
213 | Provision of sums to meet the expenses on account of additional works such as SOP etc deemed fit by project Manager, required to be done as per section 6, Employers requirement to meet the technical and contractual requirement for succefull completion of work of Lump Sum Rs.15.50 lacs. only. | [53 empty] | 3 | Supplying, Conveying and fixing spls. Including ea | item4 | 10 | Nos
Total in Figures | [51 empty] | #VALUE! | #VALUE! | #VALUE! | 4 | Construction of chamber for 100mm sluice plates | item5 | 10 | Nos
Quoted Rate in Figures |  |  |  | Select | [47 empty] | 0 | 0 | #VALUE!
Quoted Rate in Words |  | #VALUE!
Validate
Print
Help

## Macros
Please Enable Macros to View BoQ information